{"text_format":"1","workbook":"xlsx","n_sheets":6,"sheets":["Readme","Summary Outputs","Inputs & Outputs","Costs","Proforma","data"],"not_rendered":{"charts":2,"images":0,"macros":1,"external_links":0,"defined_names":20,"comments":4,"pivot_tables":0},"unopened":[],"bounds":{"document_bytes":16777216,"sheet_cells":100000,"rows_first":2000,"rows_last":500,"rows_between":2000,"halvings":0,"cell_chars":16384,"cell_head_chars":4096},"cells_cut":0,"cells_raw":0,"read":"whole","date_system":"1900"}

{"sheet":"Readme","index":0,"n_rows":12,"n_cols":3,"rows_kept":12,"cut":false,"hidden":false,"merged":[]}
[]
[null,"NOTES"]
[]
[null,1,"This workbook will calculate the Levelized Cost of Electricity of a system that can supply power to a 100 MW, 24/7 off-grid data center. These numbers should hold for any multiple of 100 MW, ignoring potential further economies of scale."]
[null,2,"The workbook leverages hourly simulation results for various system configurations (solar, battery, and generator capacities) in several locations in the US Southwest over a 20 year period, accounting for typical solar and battery degredation."]
[null,3,"The LCOE calculation methodology used here attempts to mirror that used by Lazard's well known annual LCOE report. It considers equity and debt, capex and opex, uses the LCOE as the basis of project revenue so tax impacts can be properly accounted for, and then solves for the LCOE that produces an IRR equivalent to the cost of equity. There are several other valid approaches for calculating LCOE, each with strengths and weaknesses, but this approach was used because it is relatively comprehensive, while still being simple enough for a variety of readers who aren't steeped in project finance to understand it. It also means the outputs in this workbook should be relatively comparable to those in Lazard's frequently referenced report."]
[null,4,"All capex and opex costs included in the \"Costs\" sheet attempt to track accepted industry numbers (sometimes on the agressive or conservative end) and leverage a variety of  sources. No costs or performance metrics shown here should be interpreted as as specific or proprietary  to the group that performed this analysis, nor should these costs or other assumptions be interpreted as a quote or offer for energy services."]
[null,5,"This is a 20 year LCOE model. At the end of that period this system will  have a residual value. That is not accounted for in this model."]
[null,6,"Land costs are not accounted for in this model by default, as is the case in the Lazard LCOE report for equally sized systems. If you want to add this you can either increase the softs costs in the capex (land purchase) or in the opex (land lease) sections. If you choose to incoprorate land costs as capex consider that the land will have a terminal value."]
[null,7,"We are assuming all equipment is either warrantied for 20 years (typical of solar modules and available for batteries today) or the maintenance costs include everything needed to ensure 20 years of operation (e.g. generator opex)."]
[null,8,"Note that this LCOE calculation method does not include an annual escalator as a PPA often would to match opex escalation. If it did, cost per MWh would be lower in year 1."]
[null,9,"Reach out to feedback@offgridai.us with any comments, critique, suggestions, or questions."]

{"sheet":"Summary Outputs","index":1,"n_rows":80,"n_cols":108,"rows_kept":80,"cut":false,"hidden":false,"merged":[]}
[]
[null,"KEY OUTPUTS"]
[]
[]
[]
[]
[]
[null,null,null,null,0,1]
[null,null,null,"Three Mile Island Restart + 1.5¢ Delivery Costs",{"$f":"115+15","v":130},{"$f":"E9","v":130}]
[null,null,null,{"$f":"_xlfn.CONCAT(('Inputs & Outputs'!F10-'Inputs & Outputs'!E6)/'Inputs & Outputs'!E6*100,\"% Redundant Off-Grid Gas Turbines\")","v":"25% Redundant Off-Grid Gas Turbines"},{"$f":"'Inputs & Outputs'!F38","v":86.047625464448174},{"$f":"E10","v":86.047625464448174}]
[]
[]
[]
[]
[]
[]
[]
[]
[]
[]
[]
[]
[]
[]
[]
[]
[]
[]
[null,"PARETO FRONTIER"]
[]
[null,null,"Case #",null,null,{"$f":"'Inputs & Outputs'!F4","v":1},{"$f":"IFERROR(INDEX('Inputs & Outputs'!$G$4:$OP$4,MATCH(G$35,'Inputs & Outputs'!$G$38:$OP$38,0)),\"\")","v":2},{"$f":"IFERROR(INDEX('Inputs & Outputs'!$G$4:$OP$4,MATCH(H$35,'Inputs & Outputs'!$G$38:$OP$38,0)),\"\")","v":""},{"$f":"IFERROR(INDEX('Inputs & Outputs'!$G$4:$OP$4,MATCH(I$35,'Inputs & Outputs'!$G$38:$OP$38,0)),\"\")","v":""},{"$f":"IFERROR(INDEX('Inputs & Outputs'!$G$4:$OP$4,MATCH(J$35,'Inputs & Outputs'!$G$38:$OP$38,0)),\"\")","v":""},{"$f":"IFERROR(INDEX('Inputs & Outputs'!$G$4:$OP$4,MATCH(K$35,'Inputs & Outputs'!$G$38:$OP$38,0)),\"\")","v":""},{"$f":"IFERROR(INDEX('Inputs & Outputs'!$G$4:$OP$4,MATCH(L$35,'Inputs & Outputs'!$G$38:$OP$38,0)),\"\")","v":""},{"$f":"IFERROR(INDEX('Inputs & Outputs'!$G$4:$OP$4,MATCH(M$35,'Inputs & Outputs'!$G$38:$OP$38,0)),\"\")","v":""},{"$f":"IFERROR(INDEX('Inputs & Outputs'!$G$4:$OP$4,MATCH(N$35,'Inputs & Outputs'!$G$38:$OP$38,0)),\"\")","v":""},{"$f":"IFERROR(INDEX('Inputs & Outputs'!$G$4:$OP$4,MATCH(O$35,'Inputs & Outputs'!$G$38:$OP$38,0)),\"\")","v":""},{"$f":"IFERROR(INDEX('Inputs & Outputs'!$G$4:$OP$4,MATCH(P$35,'Inputs & Outputs'!$G$38:$OP$38,0)),\"\")","v":""},{"$f":"IFERROR(INDEX('Inputs & Outputs'!$G$4:$OP$4,MATCH(Q$35,'Inputs & Outputs'!$G$38:$OP$38,0)),\"\")","v":""},{"$f":"IFERROR(INDEX('Inputs & Outputs'!$G$4:$OP$4,MATCH(R$35,'Inputs & Outputs'!$G$38:$OP$38,0)),\"\")","v":""},{"$f":"IFERROR(INDEX('Inputs & Outputs'!$G$4:$OP$4,MATCH(S$35,'Inputs & Outputs'!$G$38:$OP$38,0)),\"\")","v":3},{"$f":"IFERROR(INDEX('Inputs & Outputs'!$G$4:$OP$4,MATCH(T$35,'Inputs & Outputs'!$G$38:$OP$38,0)),\"\")","v":""},{"$f":"IFERROR(INDEX('Inputs & Outputs'!$G$4:$OP$4,MATCH(U$35,'Inputs & Outputs'!$G$38:$OP$38,0)),\"\")","v":""},{"$f":"IFERROR(INDEX('Inputs & Outputs'!$G$4:$OP$4,MATCH(V$35,'Inputs & Outputs'!$G$38:$OP$38,0)),\"\")","v":""},{"$f":"IFERROR(INDEX('Inputs & Outputs'!$G$4:$OP$4,MATCH(W$35,'Inputs & Outputs'!$G$38:$OP$38,0)),\"\")","v":""},{"$f":"IFERROR(INDEX('Inputs & Outputs'!$G$4:$OP$4,MATCH(X$35,'Inputs & Outputs'!$G$38:$OP$38,0)),\"\")","v":""},{"$f":"IFERROR(INDEX('Inputs & Outputs'!$G$4:$OP$4,MATCH(Y$35,'Inputs & Outputs'!$G$38:$OP$38,0)),\"\")","v":""},{"$f":"IFERROR(INDEX('Inputs & Outputs'!$G$4:$OP$4,MATCH(Z$35,'Inputs & Outputs'!$G$38:$OP$38,0)),\"\")","v":""},{"$f":"IFERROR(INDEX('Inputs & Outputs'!$G$4:$OP$4,MATCH(AA$35,'Inputs & Outputs'!$G$38:$OP$38,0)),\"\")","v":""},{"$f":"IFERROR(INDEX('Inputs & Outputs'!$G$4:$OP$4,MATCH(AB$35,'Inputs & Outputs'!$G$38:$OP$38,0)),\"\")","v":""},{"$f":"IFERROR(INDEX('Inputs & Outputs'!$G$4:$OP$4,MATCH(AC$35,'Inputs & Outputs'!$G$38:$OP$38,0)),\"\")","v":""},{"$f":"IFERROR(INDEX('Inputs & Outputs'!$G$4:$OP$4,MATCH(AD$35,'Inputs & Outputs'!$G$38:$OP$38,0)),\"\")","v":""},{"$f":"IFERROR(INDEX('Inputs & Outputs'!$G$4:$OP$4,MATCH(AE$35,'Inputs & Outputs'!$G$38:$OP$38,0)),\"\")","v":24},{"$f":"IFERROR(INDEX('Inputs & Outputs'!$G$4:$OP$4,MATCH(AF$35,'Inputs & Outputs'!$G$38:$OP$38,0)),\"\")","v":""},{"$f":"IFERROR(INDEX('Inputs & Outputs'!$G$4:$OP$4,MATCH(AG$35,'Inputs & Outputs'!$G$38:$OP$38,0)),\"\")","v":""},{"$f":"IFERROR(INDEX('Inputs & Outputs'!$G$4:$OP$4,MATCH(AH$35,'Inputs & Outputs'!$G$38:$OP$38,0)),\"\")","v":""},{"$f":"IFERROR(INDEX('Inputs & Outputs'!$G$4:$OP$4,MATCH(AI$35,'Inputs & Outputs'!$G$38:$OP$38,0)),\"\")","v":""},{"$f":"IFERROR(INDEX('Inputs & Outputs'!$G$4:$OP$4,MATCH(AJ$35,'Inputs & Outputs'!$G$38:$OP$38,0)),\"\")","v":""},{"$f":"IFERROR(INDEX('Inputs & Outputs'!$G$4:$OP$4,MATCH(AK$35,'Inputs & Outputs'!$G$38:$OP$38,0)),\"\")","v":""},{"$f":"IFERROR(INDEX('Inputs & Outputs'!$G$4:$OP$4,MATCH(AL$35,'Inputs & Outputs'!$G$38:$OP$38,0)),\"\")","v":""},{"$f":"IFERROR(INDEX('Inputs & Outputs'!$G$4:$OP$4,MATCH(AM$35,'Inputs & Outputs'!$G$38:$OP$38,0)),\"\")","v":""},{"$f":"IFERROR(INDEX('Inputs & Outputs'!$G$4:$OP$4,MATCH(AN$35,'Inputs & Outputs'!$G$38:$OP$38,0)),\"\")","v":""},{"$f":"IFERROR(INDEX('Inputs & Outputs'!$G$4:$OP$4,MATCH(AO$35,'Inputs & Outputs'!$G$38:$OP$38,0)),\"\")","v":45},{"$f":"IFERROR(INDEX('Inputs & Outputs'!$G$4:$OP$4,MATCH(AP$35,'Inputs & Outputs'!$G$38:$OP$38,0)),\"\")","v":""},{"$f":"IFERROR(INDEX('Inputs & Outputs'!$G$4:$OP$4,MATCH(AQ$35,'Inputs & Outputs'!$G$38:$OP$38,0)),\"\")","v":""},{"$f":"IFERROR(INDEX('Inputs & Outputs'!$G$4:$OP$4,MATCH(AR$35,'Inputs & Outputs'!$G$38:$OP$38,0)),\"\")","v":""},{"$f":"IFERROR(INDEX('Inputs & Outputs'!$G$4:$OP$4,MATCH(AS$35,'Inputs & Outputs'!$G$38:$OP$38,0)),\"\")","v":""},{"$f":"IFERROR(INDEX('Inputs & Outputs'!$G$4:$OP$4,MATCH(AT$35,'Inputs & Outputs'!$G$38:$OP$38,0)),\"\")","v":66},{"$f":"IFERROR(INDEX('Inputs & Outputs'!$G$4:$OP$4,MATCH(AU$35,'Inputs & Outputs'!$G$38:$OP$38,0)),\"\")","v":""},{"$f":"IFERROR(INDEX('Inputs & Outputs'!$G$4:$OP$4,MATCH(AV$35,'Inputs & Outputs'!$G$38:$OP$38,0)),\"\")","v":""},{"$f":"IFERROR(INDEX('Inputs & Outputs'!$G$4:$OP$4,MATCH(AW$35,'Inputs & Outputs'!$G$38:$OP$38,0)),\"\")","v":""},{"$f":"IFERROR(INDEX('Inputs & Outputs'!$G$4:$OP$4,MATCH(AX$35,'Inputs & Outputs'!$G$38:$OP$38,0)),\"\")","v":""},{"$f":"IFERROR(INDEX('Inputs & Outputs'!$G$4:$OP$4,MATCH(AY$35,'Inputs & Outputs'!$G$38:$OP$38,0)),\"\")","v":67},{"$f":"IFERROR(INDEX('Inputs & Outputs'!$G$4:$OP$4,MATCH(AZ$35,'Inputs & Outputs'!$G$38:$OP$38,0)),\"\")","v":""},{"$f":"IFERROR(INDEX('Inputs & Outputs'!$G$4:$OP$4,MATCH(BA$35,'Inputs & Outputs'!$G$38:$OP$38,0)),\"\")","v":""},{"$f":"IFERROR(INDEX('Inputs & Outputs'!$G$4:$OP$4,MATCH(BB$35,'Inputs & Outputs'!$G$38:$OP$38,0)),\"\")","v":88},{"$f":"IFERROR(INDEX('Inputs & Outputs'!$G$4:$OP$4,MATCH(BC$35,'Inputs & Outputs'!$G$38:$OP$38,0)),\"\")","v":""},{"$f":"IFERROR(INDEX('Inputs & Outputs'!$G$4:$OP$4,MATCH(BD$35,'Inputs & Outputs'!$G$38:$OP$38,0)),\"\")","v":""},{"$f":"IFERROR(INDEX('Inputs & Outputs'!$G$4:$OP$4,MATCH(BE$35,'Inputs & Outputs'!$G$38:$OP$38,0)),\"\")","v":""},{"$f":"IFERROR(INDEX('Inputs & Outputs'!$G$4:$OP$4,MATCH(BF$35,'Inputs & Outputs'!$G$38:$OP$38,0)),\"\")","v":""},{"$f":"IFERROR(INDEX('Inputs & Outputs'!$G$4:$OP$4,MATCH(BG$35,'Inputs & Outputs'!$G$38:$OP$38,0)),\"\")","v":89},{"$f":"IFERROR(INDEX('Inputs & Outputs'!$G$4:$OP$4,MATCH(BH$35,'Inputs & Outputs'!$G$38:$OP$38,0)),\"\")","v":""},{"$f":"IFERROR(INDEX('Inputs & Outputs'!$G$4:$OP$4,MATCH(BI$35,'Inputs & Outputs'!$G$38:$OP$38,0)),\"\")","v":""},{"$f":"IFERROR(INDEX('Inputs & Outputs'!$G$4:$OP$4,MATCH(BJ$35,'Inputs & Outputs'!$G$38:$OP$38,0)),\"\")","v":90},{"$f":"IFERROR(INDEX('Inputs & Outputs'!$G$4:$OP$4,MATCH(BK$35,'Inputs & Outputs'!$G$38:$OP$38,0)),\"\")","v":""},{"$f":"IFERROR(INDEX('Inputs & Outputs'!$G$4:$OP$4,MATCH(BL$35,'Inputs & Outputs'!$G$38:$OP$38,0)),\"\")","v":""},{"$f":"IFERROR(INDEX('Inputs & Outputs'!$G$4:$OP$4,MATCH(BM$35,'Inputs & Outputs'!$G$38:$OP$38,0)),\"\")","v":""},{"$f":"IFERROR(INDEX('Inputs & Outputs'!$G$4:$OP$4,MATCH(BN$35,'Inputs & Outputs'!$G$38:$OP$38,0)),\"\")","v":111},{"$f":"IFERROR(INDEX('Inputs & Outputs'!$G$4:$OP$4,MATCH(BO$35,'Inputs & Outputs'!$G$38:$OP$38,0)),\"\")","v":""},{"$f":"IFERROR(INDEX('Inputs & Outputs'!$G$4:$OP$4,MATCH(BP$35,'Inputs & Outputs'!$G$38:$OP$38,0)),\"\")","v":""},{"$f":"IFERROR(INDEX('Inputs & Outputs'!$G$4:$OP$4,MATCH(BQ$35,'Inputs & Outputs'!$G$38:$OP$38,0)),\"\")","v":""},{"$f":"IFERROR(INDEX('Inputs & Outputs'!$G$4:$OP$4,MATCH(BR$35,'Inputs & Outputs'!$G$38:$OP$38,0)),\"\")","v":112},{"$f":"IFERROR(INDEX('Inputs & Outputs'!$G$4:$OP$4,MATCH(BS$35,'Inputs & Outputs'!$G$38:$OP$38,0)),\"\")","v":""},{"$f":"IFERROR(INDEX('Inputs & Outputs'!$G$4:$OP$4,MATCH(BT$35,'Inputs & Outputs'!$G$38:$OP$38,0)),\"\")","v":""},{"$f":"IFERROR(INDEX('Inputs & Outputs'!$G$4:$OP$4,MATCH(BU$35,'Inputs & Outputs'!$G$38:$OP$38,0)),\"\")","v":""},{"$f":"IFERROR(INDEX('Inputs & Outputs'!$G$4:$OP$4,MATCH(BV$35,'Inputs & Outputs'!$G$38:$OP$38,0)),\"\")","v":133},{"$f":"IFERROR(INDEX('Inputs & Outputs'!$G$4:$OP$4,MATCH(BW$35,'Inputs & Outputs'!$G$38:$OP$38,0)),\"\")","v":""},{"$f":"IFERROR(INDEX('Inputs & Outputs'!$G$4:$OP$4,MATCH(BX$35,'Inputs & Outputs'!$G$38:$OP$38,0)),\"\")","v":""},{"$f":"IFERROR(INDEX('Inputs & Outputs'!$G$4:$OP$4,MATCH(BY$35,'Inputs & Outputs'!$G$38:$OP$38,0)),\"\")","v":""},{"$f":"IFERROR(INDEX('Inputs & Outputs'!$G$4:$OP$4,MATCH(BZ$35,'Inputs & Outputs'!$G$38:$OP$38,0)),\"\")","v":134},{"$f":"IFERROR(INDEX('Inputs & Outputs'!$G$4:$OP$4,MATCH(CA$35,'Inputs & Outputs'!$G$38:$OP$38,0)),\"\")","v":""},{"$f":"IFERROR(INDEX('Inputs & Outputs'!$G$4:$OP$4,MATCH(CB$35,'Inputs & Outputs'!$G$38:$OP$38,0)),\"\")","v":""},{"$f":"IFERROR(INDEX('Inputs & Outputs'!$G$4:$OP$4,MATCH(CC$35,'Inputs & Outputs'!$G$38:$OP$38,0)),\"\")","v":""},{"$f":"IFERROR(INDEX('Inputs & Outputs'!$G$4:$OP$4,MATCH(CD$35,'Inputs & Outputs'!$G$38:$OP$38,0)),\"\")","v":135},{"$f":"IFERROR(INDEX('Inputs & Outputs'!$G$4:$OP$4,MATCH(CE$35,'Inputs & Outputs'!$G$38:$OP$38,0)),\"\")","v":""},{"$f":"IFERROR(INDEX('Inputs & Outputs'!$G$4:$OP$4,MATCH(CF$35,'Inputs & Outputs'!$G$38:$OP$38,0)),\"\")","v":""},{"$f":"IFERROR(INDEX('Inputs & Outputs'!$G$4:$OP$4,MATCH(CG$35,'Inputs & Outputs'!$G$38:$OP$38,0)),\"\")","v":156},{"$f":"IFERROR(INDEX('Inputs & Outputs'!$G$4:$OP$4,MATCH(CH$35,'Inputs & Outputs'!$G$38:$OP$38,0)),\"\")","v":""},{"$f":"IFERROR(INDEX('Inputs & Outputs'!$G$4:$OP$4,MATCH(CI$35,'Inputs & Outputs'!$G$38:$OP$38,0)),\"\")","v":""},{"$f":"IFERROR(INDEX('Inputs & Outputs'!$G$4:$OP$4,MATCH(CJ$35,'Inputs & Outputs'!$G$38:$OP$38,0)),\"\")","v":157},{"$f":"IFERROR(INDEX('Inputs & Outputs'!$G$4:$OP$4,MATCH(CK$35,'Inputs & Outputs'!$G$38:$OP$38,0)),\"\")","v":177},{"$f":"IFERROR(INDEX('Inputs & Outputs'!$G$4:$OP$4,MATCH(CL$35,'Inputs & Outputs'!$G$38:$OP$38,0)),\"\")","v":158},{"$f":"IFERROR(INDEX('Inputs & Outputs'!$G$4:$OP$4,MATCH(CM$35,'Inputs & Outputs'!$G$38:$OP$38,0)),\"\")","v":""},{"$f":"IFERROR(INDEX('Inputs & Outputs'!$G$4:$OP$4,MATCH(CN$35,'Inputs & Outputs'!$G$38:$OP$38,0)),\"\")","v":""},{"$f":"IFERROR(INDEX('Inputs & Outputs'!$G$4:$OP$4,MATCH(CO$35,'Inputs & Outputs'!$G$38:$OP$38,0)),\"\")","v":""},{"$f":"IFERROR(INDEX('Inputs & Outputs'!$G$4:$OP$4,MATCH(CP$35,'Inputs & Outputs'!$G$38:$OP$38,0)),\"\")","v":178},{"$f":"IFERROR(INDEX('Inputs & Outputs'!$G$4:$OP$4,MATCH(CQ$35,'Inputs & Outputs'!$G$38:$OP$38,0)),\"\")","v":""},{"$f":"IFERROR(INDEX('Inputs & Outputs'!$G$4:$OP$4,MATCH(CR$35,'Inputs & Outputs'!$G$38:$OP$38,0)),\"\")","v":""},{"$f":"IFERROR(INDEX('Inputs & Outputs'!$G$4:$OP$4,MATCH(CS$35,'Inputs & Outputs'!$G$38:$OP$38,0)),\"\")","v":179},{"$f":"IFERROR(INDEX('Inputs & Outputs'!$G$4:$OP$4,MATCH(CT$35,'Inputs & Outputs'!$G$38:$OP$38,0)),\"\")","v":200},{"$f":"IFERROR(INDEX('Inputs & Outputs'!$G$4:$OP$4,MATCH(CU$35,'Inputs & Outputs'!$G$38:$OP$38,0)),\"\")","v":221},{"$f":"IFERROR(INDEX('Inputs & Outputs'!$G$4:$OP$4,MATCH(CV$35,'Inputs & Outputs'!$G$38:$OP$38,0)),\"\")","v":201},{"$f":"IFERROR(INDEX('Inputs & Outputs'!$G$4:$OP$4,MATCH(CW$35,'Inputs & Outputs'!$G$38:$OP$38,0)),\"\")","v":222},{"$f":"IFERROR(INDEX('Inputs & Outputs'!$G$4:$OP$4,MATCH(CX$35,'Inputs & Outputs'!$G$38:$OP$38,0)),\"\")","v":243},{"$f":"IFERROR(INDEX('Inputs & Outputs'!$G$4:$OP$4,MATCH(CY$35,'Inputs & Outputs'!$G$38:$OP$38,0)),\"\")","v":264},{"$f":"IFERROR(INDEX('Inputs & Outputs'!$G$4:$OP$4,MATCH(CZ$35,'Inputs & Outputs'!$G$38:$OP$38,0)),\"\")","v":265},{"$f":"IFERROR(INDEX('Inputs & Outputs'!$G$4:$OP$4,MATCH(DA$35,'Inputs & Outputs'!$G$38:$OP$38,0)),\"\")","v":307},{"$f":"IFERROR(INDEX('Inputs & Outputs'!$G$4:$OP$4,MATCH(DB$35,'Inputs & Outputs'!$G$38:$OP$38,0)),\"\")","v":329},{"$f":"IFERROR(INDEX('Inputs & Outputs'!$G$4:$OP$4,MATCH(DC$35,'Inputs & Outputs'!$G$38:$OP$38,0)),\"\")","v":398}]
[null,null,"Renewable Target",null,null,{"$f":"'Inputs & Outputs'!F44","v":0},0,0.01,0.02,0.03,0.04,0.05,6.0000000000000005E-2,7.0000000000000007E-2,0.08,0.09,9.9999999999999992E-2,0.10999999999999999,0.11999999999999998,0.12999999999999998,0.13999999999999999,0.15,0.16,0.17,0.18000000000000002,0.19000000000000003,0.20000000000000004,0.21000000000000005,0.22000000000000006,0.23000000000000007,0.24000000000000007,0.25000000000000006,0.26000000000000006,0.27000000000000007,0.28000000000000008,0.29000000000000009,0.3000000000000001,0.31000000000000011,0.32000000000000012,0.33000000000000013,0.34000000000000014,0.35000000000000014,0.36000000000000015,0.37000000000000016,0.38000000000000017,0.39000000000000018,0.40000000000000019,0.4100000000000002,0.42000000000000021,0.43000000000000022,0.44000000000000022,0.45000000000000023,0.46000000000000024,0.47000000000000025,0.48000000000000026,0.49000000000000027,0.50000000000000022,0.51000000000000023,0.52000000000000024,0.53000000000000025,0.54000000000000026,0.55000000000000027,0.56000000000000028,0.57000000000000028,0.58000000000000029,0.5900000000000003,0.60000000000000031,0.61000000000000032,0.62000000000000033,0.63000000000000034,0.64000000000000035,0.65000000000000036,0.66000000000000036,0.67000000000000037,0.68000000000000038,0.69000000000000039,0.7000000000000004,0.71000000000000041,0.72000000000000042,0.73000000000000043,0.74000000000000044,0.75000000000000044,0.76000000000000045,0.77000000000000046,0.78000000000000047,0.79000000000000048,0.80000000000000049,0.81,0.82000000000000095,0.83000000000000096,0.84000000000000097,0.85000000000000098,0.86000000000000099,0.87000000000000099,0.880000000000001,0.89,0.9,0.91,0.92,0.93,0.94000000000000095,0.95000000000000095,0.96000000000000096,0.97,0.98,0.99,1,1.01]
[null,null,"Renewable %",null,null,{"$f":"'Inputs & Outputs'!F44","v":0},{"$f":"IFERROR(INDEX('Inputs & Outputs'!$G$44:$OP$44,,MATCH(G34,'Inputs & Outputs'!$G$38:$OP$38,0)),NA())","v":0},{"$f":"IFERROR(INDEX('Inputs & Outputs'!$G$44:$OP$44,,MATCH(H34,'Inputs & Outputs'!$G$38:$OP$38,0)),NA())","v":{"$error":"#N/A"}},{"$f":"IFERROR(INDEX('Inputs & Outputs'!$G$44:$OP$44,,MATCH(I34,'Inputs & Outputs'!$G$38:$OP$38,0)),NA())","v":{"$error":"#N/A"}},{"$f":"IFERROR(INDEX('Inputs & Outputs'!$G$44:$OP$44,,MATCH(J34,'Inputs & Outputs'!$G$38:$OP$38,0)),NA())","v":{"$error":"#N/A"}},{"$f":"IFERROR(INDEX('Inputs & Outputs'!$G$44:$OP$44,,MATCH(K34,'Inputs & Outputs'!$G$38:$OP$38,0)),NA())","v":{"$error":"#N/A"}},{"$f":"IFERROR(INDEX('Inputs & Outputs'!$G$44:$OP$44,,MATCH(L34,'Inputs & Outputs'!$G$38:$OP$38,0)),NA())","v":{"$error":"#N/A"}},{"$f":"IFERROR(INDEX('Inputs & Outputs'!$G$44:$OP$44,,MATCH(M34,'Inputs & Outputs'!$G$38:$OP$38,0)),NA())","v":{"$error":"#N/A"}},{"$f":"IFERROR(INDEX('Inputs & Outputs'!$G$44:$OP$44,,MATCH(N34,'Inputs & Outputs'!$G$38:$OP$38,0)),NA())","v":{"$error":"#N/A"}},{"$f":"IFERROR(INDEX('Inputs & Outputs'!$G$44:$OP$44,,MATCH(O34,'Inputs & Outputs'!$G$38:$OP$38,0)),NA())","v":{"$error":"#N/A"}},{"$f":"IFERROR(INDEX('Inputs & Outputs'!$G$44:$OP$44,,MATCH(P34,'Inputs & Outputs'!$G$38:$OP$38,0)),NA())","v":{"$error":"#N/A"}},{"$f":"IFERROR(INDEX('Inputs & Outputs'!$G$44:$OP$44,,MATCH(Q34,'Inputs & Outputs'!$G$38:$OP$38,0)),NA())","v":{"$error":"#N/A"}},{"$f":"IFERROR(INDEX('Inputs & Outputs'!$G$44:$OP$44,,MATCH(R34,'Inputs & Outputs'!$G$38:$OP$38,0)),NA())","v":{"$error":"#N/A"}},{"$f":"IFERROR(INDEX('Inputs & Outputs'!$G$44:$OP$44,,MATCH(S34,'Inputs & Outputs'!$G$38:$OP$38,0)),NA())","v":0.12},{"$f":"IFERROR(INDEX('Inputs & Outputs'!$G$44:$OP$44,,MATCH(T34,'Inputs & Outputs'!$G$38:$OP$38,0)),NA())","v":{"$error":"#N/A"}},{"$f":"IFERROR(INDEX('Inputs & Outputs'!$G$44:$OP$44,,MATCH(U34,'Inputs & Outputs'!$G$38:$OP$38,0)),NA())","v":{"$error":"#N/A"}},{"$f":"IFERROR(INDEX('Inputs & Outputs'!$G$44:$OP$44,,MATCH(V34,'Inputs & Outputs'!$G$38:$OP$38,0)),NA())","v":{"$error":"#N/A"}},{"$f":"IFERROR(INDEX('Inputs & Outputs'!$G$44:$OP$44,,MATCH(W34,'Inputs & Outputs'!$G$38:$OP$38,0)),NA())","v":{"$error":"#N/A"}},{"$f":"IFERROR(INDEX('Inputs & Outputs'!$G$44:$OP$44,,MATCH(X34,'Inputs & Outputs'!$G$38:$OP$38,0)),NA())","v":{"$error":"#N/A"}},{"$f":"IFERROR(INDEX('Inputs & Outputs'!$G$44:$OP$44,,MATCH(Y34,'Inputs & Outputs'!$G$38:$OP$38,0)),NA())","v":{"$error":"#N/A"}},{"$f":"IFERROR(INDEX('Inputs & Outputs'!$G$44:$OP$44,,MATCH(Z34,'Inputs & Outputs'!$G$38:$OP$38,0)),NA())","v":{"$error":"#N/A"}},{"$f":"IFERROR(INDEX('Inputs & Outputs'!$G$44:$OP$44,,MATCH(AA34,'Inputs & Outputs'!$G$38:$OP$38,0)),NA())","v":{"$error":"#N/A"}},{"$f":"IFERROR(INDEX('Inputs & Outputs'!$G$44:$OP$44,,MATCH(AB34,'Inputs & Outputs'!$G$38:$OP$38,0)),NA())","v":{"$error":"#N/A"}},{"$f":"IFERROR(INDEX('Inputs & Outputs'!$G$44:$OP$44,,MATCH(AC34,'Inputs & Outputs'!$G$38:$OP$38,0)),NA())","v":{"$error":"#N/A"}},{"$f":"IFERROR(INDEX('Inputs & Outputs'!$G$44:$OP$44,,MATCH(AD34,'Inputs & Outputs'!$G$38:$OP$38,0)),NA())","v":{"$error":"#N/A"}},{"$f":"IFERROR(INDEX('Inputs & Outputs'!$G$44:$OP$44,,MATCH(AE34,'Inputs & Outputs'!$G$38:$OP$38,0)),NA())","v":0.24},{"$f":"IFERROR(INDEX('Inputs & Outputs'!$G$44:$OP$44,,MATCH(AF34,'Inputs & Outputs'!$G$38:$OP$38,0)),NA())","v":{"$error":"#N/A"}},{"$f":"IFERROR(INDEX('Inputs & Outputs'!$G$44:$OP$44,,MATCH(AG34,'Inputs & Outputs'!$G$38:$OP$38,0)),NA())","v":{"$error":"#N/A"}},{"$f":"IFERROR(INDEX('Inputs & Outputs'!$G$44:$OP$44,,MATCH(AH34,'Inputs & Outputs'!$G$38:$OP$38,0)),NA())","v":{"$error":"#N/A"}},{"$f":"IFERROR(INDEX('Inputs & Outputs'!$G$44:$OP$44,,MATCH(AI34,'Inputs & Outputs'!$G$38:$OP$38,0)),NA())","v":{"$error":"#N/A"}},{"$f":"IFERROR(INDEX('Inputs & Outputs'!$G$44:$OP$44,,MATCH(AJ34,'Inputs & Outputs'!$G$38:$OP$38,0)),NA())","v":{"$error":"#N/A"}},{"$f":"IFERROR(INDEX('Inputs & Outputs'!$G$44:$OP$44,,MATCH(AK34,'Inputs & Outputs'!$G$38:$OP$38,0)),NA())","v":{"$error":"#N/A"}},{"$f":"IFERROR(INDEX('Inputs & Outputs'!$G$44:$OP$44,,MATCH(AL34,'Inputs & Outputs'!$G$38:$OP$38,0)),NA())","v":{"$error":"#N/A"}},{"$f":"IFERROR(INDEX('Inputs & Outputs'!$G$44:$OP$44,,MATCH(AM34,'Inputs & Outputs'!$G$38:$OP$38,0)),NA())","v":{"$error":"#N/A"}},{"$f":"IFERROR(INDEX('Inputs & Outputs'!$G$44:$OP$44,,MATCH(AN34,'Inputs & Outputs'!$G$38:$OP$38,0)),NA())","v":{"$error":"#N/A"}},{"$f":"IFERROR(INDEX('Inputs & Outputs'!$G$44:$OP$44,,MATCH(AO34,'Inputs & Outputs'!$G$38:$OP$38,0)),NA())","v":0.34699999999999998},{"$f":"IFERROR(INDEX('Inputs & Outputs'!$G$44:$OP$44,,MATCH(AP34,'Inputs & Outputs'!$G$38:$OP$38,0)),NA())","v":0.35899999999999999},{"$f":"IFERROR(INDEX('Inputs & Outputs'!$G$44:$OP$44,,MATCH(AQ34,'Inputs & Outputs'!$G$38:$OP$38,0)),NA())","v":0.36},{"$f":"IFERROR(INDEX('Inputs & Outputs'!$G$44:$OP$44,,MATCH(AR34,'Inputs & Outputs'!$G$38:$OP$38,0)),NA())","v":{"$error":"#N/A"}},{"$f":"IFERROR(INDEX('Inputs & Outputs'!$G$44:$OP$44,,MATCH(AS34,'Inputs & Outputs'!$G$38:$OP$38,0)),NA())","v":{"$error":"#N/A"}},{"$f":"IFERROR(INDEX('Inputs & Outputs'!$G$44:$OP$44,,MATCH(AT34,'Inputs & Outputs'!$G$38:$OP$38,0)),NA())","v":0.39500000000000002},{"$f":"IFERROR(INDEX('Inputs & Outputs'!$G$44:$OP$44,,MATCH(AU34,'Inputs & Outputs'!$G$38:$OP$38,0)),NA())","v":{"$error":"#N/A"}},{"$f":"IFERROR(INDEX('Inputs & Outputs'!$G$44:$OP$44,,MATCH(AV34,'Inputs & Outputs'!$G$38:$OP$38,0)),NA())","v":0.41699999999999998},{"$f":"IFERROR(INDEX('Inputs & Outputs'!$G$44:$OP$44,,MATCH(AW34,'Inputs & Outputs'!$G$38:$OP$38,0)),NA())","v":0.42799999999999999},{"$f":"IFERROR(INDEX('Inputs & Outputs'!$G$44:$OP$44,,MATCH(AX34,'Inputs & Outputs'!$G$38:$OP$38,0)),NA())","v":0.436},{"$f":"IFERROR(INDEX('Inputs & Outputs'!$G$44:$OP$44,,MATCH(AY34,'Inputs & Outputs'!$G$38:$OP$38,0)),NA())","v":0.44400000000000001},{"$f":"IFERROR(INDEX('Inputs & Outputs'!$G$44:$OP$44,,MATCH(AZ34,'Inputs & Outputs'!$G$38:$OP$38,0)),NA())","v":0.45},{"$f":"IFERROR(INDEX('Inputs & Outputs'!$G$44:$OP$44,,MATCH(BA34,'Inputs & Outputs'!$G$38:$OP$38,0)),NA())","v":0.46899999999999997},{"$f":"IFERROR(INDEX('Inputs & Outputs'!$G$44:$OP$44,,MATCH(BB34,'Inputs & Outputs'!$G$38:$OP$38,0)),NA())","v":0.47699999999999998},{"$f":"IFERROR(INDEX('Inputs & Outputs'!$G$44:$OP$44,,MATCH(BC34,'Inputs & Outputs'!$G$38:$OP$38,0)),NA())","v":{"$error":"#N/A"}},{"$f":"IFERROR(INDEX('Inputs & Outputs'!$G$44:$OP$44,,MATCH(BD34,'Inputs & Outputs'!$G$38:$OP$38,0)),NA())","v":0.49199999999999999},{"$f":"IFERROR(INDEX('Inputs & Outputs'!$G$44:$OP$44,,MATCH(BE34,'Inputs & Outputs'!$G$38:$OP$38,0)),NA())","v":0.5},{"$f":"IFERROR(INDEX('Inputs & Outputs'!$G$44:$OP$44,,MATCH(BF34,'Inputs & Outputs'!$G$38:$OP$38,0)),NA())","v":0.51400000000000001},{"$f":"IFERROR(INDEX('Inputs & Outputs'!$G$44:$OP$44,,MATCH(BG34,'Inputs & Outputs'!$G$38:$OP$38,0)),NA())","v":0.52400000000000002},{"$f":"IFERROR(INDEX('Inputs & Outputs'!$G$44:$OP$44,,MATCH(BH34,'Inputs & Outputs'!$G$38:$OP$38,0)),NA())","v":{"$error":"#N/A"}},{"$f":"IFERROR(INDEX('Inputs & Outputs'!$G$44:$OP$44,,MATCH(BI34,'Inputs & Outputs'!$G$38:$OP$38,0)),NA())","v":{"$error":"#N/A"}},{"$f":"IFERROR(INDEX('Inputs & Outputs'!$G$44:$OP$44,,MATCH(BJ34,'Inputs & Outputs'!$G$38:$OP$38,0)),NA())","v":0.55900000000000005},{"$f":"IFERROR(INDEX('Inputs & Outputs'!$G$44:$OP$44,,MATCH(BK34,'Inputs & Outputs'!$G$38:$OP$38,0)),NA())","v":0.56200000000000006},{"$f":"IFERROR(INDEX('Inputs & Outputs'!$G$44:$OP$44,,MATCH(BL34,'Inputs & Outputs'!$G$38:$OP$38,0)),NA())","v":0.56999999999999995},{"$f":"IFERROR(INDEX('Inputs & Outputs'!$G$44:$OP$44,,MATCH(BM34,'Inputs & Outputs'!$G$38:$OP$38,0)),NA())","v":0.57999999999999996},{"$f":"IFERROR(INDEX('Inputs & Outputs'!$G$44:$OP$44,,MATCH(BN34,'Inputs & Outputs'!$G$38:$OP$38,0)),NA())","v":0.59899999999999998},{"$f":"IFERROR(INDEX('Inputs & Outputs'!$G$44:$OP$44,,MATCH(BO34,'Inputs & Outputs'!$G$38:$OP$38,0)),NA())","v":{"$error":"#N/A"}},{"$f":"IFERROR(INDEX('Inputs & Outputs'!$G$44:$OP$44,,MATCH(BP34,'Inputs & Outputs'!$G$38:$OP$38,0)),NA())","v":{"$error":"#N/A"}},{"$f":"IFERROR(INDEX('Inputs & Outputs'!$G$44:$OP$44,,MATCH(BQ34,'Inputs & Outputs'!$G$38:$OP$38,0)),NA())","v":0.62},{"$f":"IFERROR(INDEX('Inputs & Outputs'!$G$44:$OP$44,,MATCH(BR34,'Inputs & Outputs'!$G$38:$OP$38,0)),NA())","v":0.63900000000000001},{"$f":"IFERROR(INDEX('Inputs & Outputs'!$G$44:$OP$44,,MATCH(BS34,'Inputs & Outputs'!$G$38:$OP$38,0)),NA())","v":0.64300000000000002},{"$f":"IFERROR(INDEX('Inputs & Outputs'!$G$44:$OP$44,,MATCH(BT34,'Inputs & Outputs'!$G$38:$OP$38,0)),NA())","v":0.65},{"$f":"IFERROR(INDEX('Inputs & Outputs'!$G$44:$OP$44,,MATCH(BU34,'Inputs & Outputs'!$G$38:$OP$38,0)),NA())","v":0.66900000000000004},{"$f":"IFERROR(INDEX('Inputs & Outputs'!$G$44:$OP$44,,MATCH(BV34,'Inputs & Outputs'!$G$38:$OP$38,0)),NA())","v":0.67100000000000004},{"$f":"IFERROR(INDEX('Inputs & Outputs'!$G$44:$OP$44,,MATCH(BW34,'Inputs & Outputs'!$G$38:$OP$38,0)),NA())","v":0.68899999999999995},{"$f":"IFERROR(INDEX('Inputs & Outputs'!$G$44:$OP$44,,MATCH(BX34,'Inputs & Outputs'!$G$38:$OP$38,0)),NA())","v":0.69599999999999995},{"$f":"IFERROR(INDEX('Inputs & Outputs'!$G$44:$OP$44,,MATCH(BY34,'Inputs & Outputs'!$G$38:$OP$38,0)),NA())","v":0.70599999999999996},{"$f":"IFERROR(INDEX('Inputs & Outputs'!$G$44:$OP$44,,MATCH(BZ34,'Inputs & Outputs'!$G$38:$OP$38,0)),NA())","v":0.71399999999999997},{"$f":"IFERROR(INDEX('Inputs & Outputs'!$G$44:$OP$44,,MATCH(CA34,'Inputs & Outputs'!$G$38:$OP$38,0)),NA())","v":0.72},{"$f":"IFERROR(INDEX('Inputs & Outputs'!$G$44:$OP$44,,MATCH(CB34,'Inputs & Outputs'!$G$38:$OP$38,0)),NA())","v":{"$error":"#N/A"}},{"$f":"IFERROR(INDEX('Inputs & Outputs'!$G$44:$OP$44,,MATCH(CC34,'Inputs & Outputs'!$G$38:$OP$38,0)),NA())","v":0.74099999999999999},{"$f":"IFERROR(INDEX('Inputs & Outputs'!$G$44:$OP$44,,MATCH(CD34,'Inputs & Outputs'!$G$38:$OP$38,0)),NA())","v":0.75},{"$f":"IFERROR(INDEX('Inputs & Outputs'!$G$44:$OP$44,,MATCH(CE34,'Inputs & Outputs'!$G$38:$OP$38,0)),NA())","v":0.76600000000000001},{"$f":"IFERROR(INDEX('Inputs & Outputs'!$G$44:$OP$44,,MATCH(CF34,'Inputs & Outputs'!$G$38:$OP$38,0)),NA())","v":0.77400000000000002},{"$f":"IFERROR(INDEX('Inputs & Outputs'!$G$44:$OP$44,,MATCH(CG34,'Inputs & Outputs'!$G$38:$OP$38,0)),NA())","v":0.78600000000000003},{"$f":"IFERROR(INDEX('Inputs & Outputs'!$G$44:$OP$44,,MATCH(CH34,'Inputs & Outputs'!$G$38:$OP$38,0)),NA())","v":0.79},{"$f":"IFERROR(INDEX('Inputs & Outputs'!$G$44:$OP$44,,MATCH(CI34,'Inputs & Outputs'!$G$38:$OP$38,0)),NA())","v":{"$error":"#N/A"}},{"$f":"IFERROR(INDEX('Inputs & Outputs'!$G$44:$OP$44,,MATCH(CJ34,'Inputs & Outputs'!$G$38:$OP$38,0)),NA())","v":0.82},{"$f":"IFERROR(INDEX('Inputs & Outputs'!$G$44:$OP$44,,MATCH(CK34,'Inputs & Outputs'!$G$38:$OP$38,0)),NA())","v":0.82299999999999995},{"$f":"IFERROR(INDEX('Inputs & Outputs'!$G$44:$OP$44,,MATCH(CL34,'Inputs & Outputs'!$G$38:$OP$38,0)),NA())","v":0.84},{"$f":"IFERROR(INDEX('Inputs & Outputs'!$G$44:$OP$44,,MATCH(CM34,'Inputs & Outputs'!$G$38:$OP$38,0)),NA())","v":0.84799999999999998},{"$f":"IFERROR(INDEX('Inputs & Outputs'!$G$44:$OP$44,,MATCH(CN34,'Inputs & Outputs'!$G$38:$OP$38,0)),NA())","v":0.85099999999999998},{"$f":"IFERROR(INDEX('Inputs & Outputs'!$G$44:$OP$44,,MATCH(CO34,'Inputs & Outputs'!$G$38:$OP$38,0)),NA())","v":{"$error":"#N/A"}},{"$f":"IFERROR(INDEX('Inputs & Outputs'!$G$44:$OP$44,,MATCH(CP34,'Inputs & Outputs'!$G$38:$OP$38,0)),NA())","v":0.871},{"$f":"IFERROR(INDEX('Inputs & Outputs'!$G$44:$OP$44,,MATCH(CQ34,'Inputs & Outputs'!$G$38:$OP$38,0)),NA())","v":0.88300000000000001},{"$f":"IFERROR(INDEX('Inputs & Outputs'!$G$44:$OP$44,,MATCH(CR34,'Inputs & Outputs'!$G$38:$OP$38,0)),NA())","v":0.89200000000000002},{"$f":"IFERROR(INDEX('Inputs & Outputs'!$G$44:$OP$44,,MATCH(CS34,'Inputs & Outputs'!$G$38:$OP$38,0)),NA())","v":0.9},{"$f":"IFERROR(INDEX('Inputs & Outputs'!$G$44:$OP$44,,MATCH(CT34,'Inputs & Outputs'!$G$38:$OP$38,0)),NA())","v":0.91700000000000004},{"$f":"IFERROR(INDEX('Inputs & Outputs'!$G$44:$OP$44,,MATCH(CU34,'Inputs & Outputs'!$G$38:$OP$38,0)),NA())","v":0.92800000000000005},{"$f":"IFERROR(INDEX('Inputs & Outputs'!$G$44:$OP$44,,MATCH(CV34,'Inputs & Outputs'!$G$38:$OP$38,0)),NA())","v":0.93500000000000005},{"$f":"IFERROR(INDEX('Inputs & Outputs'!$G$44:$OP$44,,MATCH(CW34,'Inputs & Outputs'!$G$38:$OP$38,0)),NA())","v":0.94799999999999995},{"$f":"IFERROR(INDEX('Inputs & Outputs'!$G$44:$OP$44,,MATCH(CX34,'Inputs & Outputs'!$G$38:$OP$38,0)),NA())","v":0.95699999999999996},{"$f":"IFERROR(INDEX('Inputs & Outputs'!$G$44:$OP$44,,MATCH(CY34,'Inputs & Outputs'!$G$38:$OP$38,0)),NA())","v":0.96299999999999997},{"$f":"IFERROR(INDEX('Inputs & Outputs'!$G$44:$OP$44,,MATCH(CZ34,'Inputs & Outputs'!$G$38:$OP$38,0)),NA())","v":0.97399999999999998},{"$f":"IFERROR(INDEX('Inputs & Outputs'!$G$44:$OP$44,,MATCH(DA34,'Inputs & Outputs'!$G$38:$OP$38,0)),NA())","v":0.98199999999999998},{"$f":"IFERROR(INDEX('Inputs & Outputs'!$G$44:$OP$44,,MATCH(DB34,'Inputs & Outputs'!$G$38:$OP$38,0)),NA())","v":0.99},{"$f":"IFERROR(INDEX('Inputs & Outputs'!$G$44:$OP$44,,MATCH(DC34,'Inputs & Outputs'!$G$38:$OP$38,0)),NA())","v":1}]
[null,null,"LCOE",null,null,{"$f":"'Inputs & Outputs'!F38","v":86.047625464448174},{"$f":"IF(_xlfn.MINIFS('Inputs & Outputs'!$G$38:$OP$38,'Inputs & Outputs'!$G$44:$OP$44,\">=\"&G32,'Inputs & Outputs'!$G$44:$OP$44,\"<\"&H32)=0,\"\",_xlfn.MINIFS('Inputs & Outputs'!$G$38:$OP$38,'Inputs & Outputs'!$G$44:$OP$44,\">=\"&G32,'Inputs & Outputs'!$G$44:$OP$44,\"<\"&H32))","v":111.10862864625233},{"$f":"IF(_xlfn.MINIFS('Inputs & Outputs'!$G$38:$OP$38,'Inputs & Outputs'!$G$44:$OP$44,\">=\"&H32,'Inputs & Outputs'!$G$44:$OP$44,\"<\"&I32)=0,\"\",_xlfn.MINIFS('Inputs & Outputs'!$G$38:$OP$38,'Inputs & Outputs'!$G$44:$OP$44,\">=\"&H32,'Inputs & Outputs'!$G$44:$OP$44,\"<\"&I32))","v":""},{"$f":"IF(_xlfn.MINIFS('Inputs & Outputs'!$G$38:$OP$38,'Inputs & Outputs'!$G$44:$OP$44,\">=\"&I32,'Inputs & Outputs'!$G$44:$OP$44,\"<\"&J32)=0,\"\",_xlfn.MINIFS('Inputs & Outputs'!$G$38:$OP$38,'Inputs & Outputs'!$G$44:$OP$44,\">=\"&I32,'Inputs & Outputs'!$G$44:$OP$44,\"<\"&J32))","v":""},{"$f":"IF(_xlfn.MINIFS('Inputs & Outputs'!$G$38:$OP$38,'Inputs & Outputs'!$G$44:$OP$44,\">=\"&J32,'Inputs & Outputs'!$G$44:$OP$44,\"<\"&K32)=0,\"\",_xlfn.MINIFS('Inputs & Outputs'!$G$38:$OP$38,'Inputs & Outputs'!$G$44:$OP$44,\">=\"&J32,'Inputs & Outputs'!$G$44:$OP$44,\"<\"&K32))","v":""},{"$f":"IF(_xlfn.MINIFS('Inputs & Outputs'!$G$38:$OP$38,'Inputs & Outputs'!$G$44:$OP$44,\">=\"&K32,'Inputs & Outputs'!$G$44:$OP$44,\"<\"&L32)=0,\"\",_xlfn.MINIFS('Inputs & Outputs'!$G$38:$OP$38,'Inputs & Outputs'!$G$44:$OP$44,\">=\"&K32,'Inputs & Outputs'!$G$44:$OP$44,\"<\"&L32))","v":""},{"$f":"IF(_xlfn.MINIFS('Inputs & Outputs'!$G$38:$OP$38,'Inputs & Outputs'!$G$44:$OP$44,\">=\"&L32,'Inputs & Outputs'!$G$44:$OP$44,\"<\"&M32)=0,\"\",_xlfn.MINIFS('Inputs & Outputs'!$G$38:$OP$38,'Inputs & Outputs'!$G$44:$OP$44,\">=\"&L32,'Inputs & Outputs'!$G$44:$OP$44,\"<\"&M32))","v":""},{"$f":"IF(_xlfn.MINIFS('Inputs & Outputs'!$G$38:$OP$38,'Inputs & Outputs'!$G$44:$OP$44,\">=\"&M32,'Inputs & Outputs'!$G$44:$OP$44,\"<\"&N32)=0,\"\",_xlfn.MINIFS('Inputs & Outputs'!$G$38:$OP$38,'Inputs & Outputs'!$G$44:$OP$44,\">=\"&M32,'Inputs & Outputs'!$G$44:$OP$44,\"<\"&N32))","v":""},{"$f":"IF(_xlfn.MINIFS('Inputs & Outputs'!$G$38:$OP$38,'Inputs & Outputs'!$G$44:$OP$44,\">=\"&N32,'Inputs & Outputs'!$G$44:$OP$44,\"<\"&O32)=0,\"\",_xlfn.MINIFS('Inputs & Outputs'!$G$38:$OP$38,'Inputs & Outputs'!$G$44:$OP$44,\">=\"&N32,'Inputs & Outputs'!$G$44:$OP$44,\"<\"&O32))","v":""},{"$f":"IF(_xlfn.MINIFS('Inputs & Outputs'!$G$38:$OP$38,'Inputs & Outputs'!$G$44:$OP$44,\">=\"&O32,'Inputs & Outputs'!$G$44:$OP$44,\"<\"&P32)=0,\"\",_xlfn.MINIFS('Inputs & Outputs'!$G$38:$OP$38,'Inputs & Outputs'!$G$44:$OP$44,\">=\"&O32,'Inputs & Outputs'!$G$44:$OP$44,\"<\"&P32))","v":""},{"$f":"IF(_xlfn.MINIFS('Inputs & Outputs'!$G$38:$OP$38,'Inputs & Outputs'!$G$44:$OP$44,\">=\"&P32,'Inputs & Outputs'!$G$44:$OP$44,\"<\"&Q32)=0,\"\",_xlfn.MINIFS('Inputs & Outputs'!$G$38:$OP$38,'Inputs & Outputs'!$G$44:$OP$44,\">=\"&P32,'Inputs & Outputs'!$G$44:$OP$44,\"<\"&Q32))","v":""},{"$f":"IF(_xlfn.MINIFS('Inputs & Outputs'!$G$38:$OP$38,'Inputs & Outputs'!$G$44:$OP$44,\">=\"&Q32,'Inputs & Outputs'!$G$44:$OP$44,\"<\"&R32)=0,\"\",_xlfn.MINIFS('Inputs & Outputs'!$G$38:$OP$38,'Inputs & Outputs'!$G$44:$OP$44,\">=\"&Q32,'Inputs & Outputs'!$G$44:$OP$44,\"<\"&R32))","v":""},{"$f":"IF(_xlfn.MINIFS('Inputs & Outputs'!$G$38:$OP$38,'Inputs & Outputs'!$G$44:$OP$44,\">=\"&R32,'Inputs & Outputs'!$G$44:$OP$44,\"<\"&S32)=0,\"\",_xlfn.MINIFS('Inputs & Outputs'!$G$38:$OP$38,'Inputs & Outputs'!$G$44:$OP$44,\">=\"&R32,'Inputs & Outputs'!$G$44:$OP$44,\"<\"&S32))","v":""},{"$f":"IF(_xlfn.MINIFS('Inputs & Outputs'!$G$38:$OP$38,'Inputs & Outputs'!$G$44:$OP$44,\">=\"&S32,'Inputs & Outputs'!$G$44:$OP$44,\"<\"&T32)=0,\"\",_xlfn.MINIFS('Inputs & Outputs'!$G$38:$OP$38,'Inputs & Outputs'!$G$44:$OP$44,\">=\"&S32,'Inputs & Outputs'!$G$44:$OP$44,\"<\"&T32))","v":104.79590857441963},{"$f":"IF(_xlfn.MINIFS('Inputs & Outputs'!$G$38:$OP$38,'Inputs & Outputs'!$G$44:$OP$44,\">=\"&T32,'Inputs & Outputs'!$G$44:$OP$44,\"<\"&U32)=0,\"\",_xlfn.MINIFS('Inputs & Outputs'!$G$38:$OP$38,'Inputs & Outputs'!$G$44:$OP$44,\">=\"&T32,'Inputs & Outputs'!$G$44:$OP$44,\"<\"&U32))","v":""},{"$f":"IF(_xlfn.MINIFS('Inputs & Outputs'!$G$38:$OP$38,'Inputs & Outputs'!$G$44:$OP$44,\">=\"&U32,'Inputs & Outputs'!$G$44:$OP$44,\"<\"&V32)=0,\"\",_xlfn.MINIFS('Inputs & Outputs'!$G$38:$OP$38,'Inputs & Outputs'!$G$44:$OP$44,\">=\"&U32,'Inputs & Outputs'!$G$44:$OP$44,\"<\"&V32))","v":""},{"$f":"IF(_xlfn.MINIFS('Inputs & Outputs'!$G$38:$OP$38,'Inputs & Outputs'!$G$44:$OP$44,\">=\"&V32,'Inputs & Outputs'!$G$44:$OP$44,\"<\"&W32)=0,\"\",_xlfn.MINIFS('Inputs & Outputs'!$G$38:$OP$38,'Inputs & Outputs'!$G$44:$OP$44,\">=\"&V32,'Inputs & Outputs'!$G$44:$OP$44,\"<\"&W32))","v":""},{"$f":"IF(_xlfn.MINIFS('Inputs & Outputs'!$G$38:$OP$38,'Inputs & Outputs'!$G$44:$OP$44,\">=\"&W32,'Inputs & Outputs'!$G$44:$OP$44,\"<\"&X32)=0,\"\",_xlfn.MINIFS('Inputs & Outputs'!$G$38:$OP$38,'Inputs & Outputs'!$G$44:$OP$44,\">=\"&W32,'Inputs & Outputs'!$G$44:$OP$44,\"<\"&X32))","v":""},{"$f":"IF(_xlfn.MINIFS('Inputs & Outputs'!$G$38:$OP$38,'Inputs & Outputs'!$G$44:$OP$44,\">=\"&X32,'Inputs & Outputs'!$G$44:$OP$44,\"<\"&Y32)=0,\"\",_xlfn.MINIFS('Inputs & Outputs'!$G$38:$OP$38,'Inputs & Outputs'!$G$44:$OP$44,\">=\"&X32,'Inputs & Outputs'!$G$44:$OP$44,\"<\"&Y32))","v":""},{"$f":"IF(_xlfn.MINIFS('Inputs & Outputs'!$G$38:$OP$38,'Inputs & Outputs'!$G$44:$OP$44,\">=\"&Y32,'Inputs & Outputs'!$G$44:$OP$44,\"<\"&Z32)=0,\"\",_xlfn.MINIFS('Inputs & Outputs'!$G$38:$OP$38,'Inputs & Outputs'!$G$44:$OP$44,\">=\"&Y32,'Inputs & Outputs'!$G$44:$OP$44,\"<\"&Z32))","v":""},{"$f":"IF(_xlfn.MINIFS('Inputs & Outputs'!$G$38:$OP$38,'Inputs & Outputs'!$G$44:$OP$44,\">=\"&Z32,'Inputs & Outputs'!$G$44:$OP$44,\"<\"&AA32)=0,\"\",_xlfn.MINIFS('Inputs & Outputs'!$G$38:$OP$38,'Inputs & Outputs'!$G$44:$OP$44,\">=\"&Z32,'Inputs & Outputs'!$G$44:$OP$44,\"<\"&AA32))","v":""},{"$f":"IF(_xlfn.MINIFS('Inputs & Outputs'!$G$38:$OP$38,'Inputs & Outputs'!$G$44:$OP$44,\">=\"&AA32,'Inputs & Outputs'!$G$44:$OP$44,\"<\"&AB32)=0,\"\",_xlfn.MINIFS('Inputs & Outputs'!$G$38:$OP$38,'Inputs & Outputs'!$G$44:$OP$44,\">=\"&AA32,'Inputs & Outputs'!$G$44:$OP$44,\"<\"&AB32))","v":""},{"$f":"IF(_xlfn.MINIFS('Inputs & Outputs'!$G$38:$OP$38,'Inputs & Outputs'!$G$44:$OP$44,\">=\"&AB32,'Inputs & Outputs'!$G$44:$OP$44,\"<\"&AC32)=0,\"\",_xlfn.MINIFS('Inputs & Outputs'!$G$38:$OP$38,'Inputs & Outputs'!$G$44:$OP$44,\">=\"&AB32,'Inputs & Outputs'!$G$44:$OP$44,\"<\"&AC32))","v":""},{"$f":"IF(_xlfn.MINIFS('Inputs & Outputs'!$G$38:$OP$38,'Inputs & Outputs'!$G$44:$OP$44,\">=\"&AC32,'Inputs & Outputs'!$G$44:$OP$44,\"<\"&AD32)=0,\"\",_xlfn.MINIFS('Inputs & Outputs'!$G$38:$OP$38,'Inputs & Outputs'!$G$44:$OP$44,\">=\"&AC32,'Inputs & Outputs'!$G$44:$OP$44,\"<\"&AD32))","v":""},{"$f":"IF(_xlfn.MINIFS('Inputs & Outputs'!$G$38:$OP$38,'Inputs & Outputs'!$G$44:$OP$44,\">=\"&AD32,'Inputs & Outputs'!$G$44:$OP$44,\"<\"&AE32)=0,\"\",_xlfn.MINIFS('Inputs & Outputs'!$G$38:$OP$38,'Inputs & Outputs'!$G$44:$OP$44,\">=\"&AD32,'Inputs & Outputs'!$G$44:$OP$44,\"<\"&AE32))","v":""},{"$f":"IF(_xlfn.MINIFS('Inputs & Outputs'!$G$38:$OP$38,'Inputs & Outputs'!$G$44:$OP$44,\">=\"&AE32,'Inputs & Outputs'!$G$44:$OP$44,\"<\"&AF32)=0,\"\",_xlfn.MINIFS('Inputs & Outputs'!$G$38:$OP$38,'Inputs & Outputs'!$G$44:$OP$44,\">=\"&AE32,'Inputs & Outputs'!$G$44:$OP$44,\"<\"&AF32))","v":98.48318850264377},{"$f":"IF(_xlfn.MINIFS('Inputs & Outputs'!$G$38:$OP$38,'Inputs & Outputs'!$G$44:$OP$44,\">=\"&AF32,'Inputs & Outputs'!$G$44:$OP$44,\"<\"&AG32)=0,\"\",_xlfn.MINIFS('Inputs & Outputs'!$G$38:$OP$38,'Inputs & Outputs'!$G$44:$OP$44,\">=\"&AF32,'Inputs & Outputs'!$G$44:$OP$44,\"<\"&AG32))","v":""},{"$f":"IF(_xlfn.MINIFS('Inputs & Outputs'!$G$38:$OP$38,'Inputs & Outputs'!$G$44:$OP$44,\">=\"&AG32,'Inputs & Outputs'!$G$44:$OP$44,\"<\"&AH32)=0,\"\",_xlfn.MINIFS('Inputs & Outputs'!$G$38:$OP$38,'Inputs & Outputs'!$G$44:$OP$44,\">=\"&AG32,'Inputs & Outputs'!$G$44:$OP$44,\"<\"&AH32))","v":""},{"$f":"IF(_xlfn.MINIFS('Inputs & Outputs'!$G$38:$OP$38,'Inputs & Outputs'!$G$44:$OP$44,\">=\"&AH32,'Inputs & Outputs'!$G$44:$OP$44,\"<\"&AI32)=0,\"\",_xlfn.MINIFS('Inputs & Outputs'!$G$38:$OP$38,'Inputs & Outputs'!$G$44:$OP$44,\">=\"&AH32,'Inputs & Outputs'!$G$44:$OP$44,\"<\"&AI32))","v":""},{"$f":"IF(_xlfn.MINIFS('Inputs & Outputs'!$G$38:$OP$38,'Inputs & Outputs'!$G$44:$OP$44,\">=\"&AI32,'Inputs & Outputs'!$G$44:$OP$44,\"<\"&AJ32)=0,\"\",_xlfn.MINIFS('Inputs & Outputs'!$G$38:$OP$38,'Inputs & Outputs'!$G$44:$OP$44,\">=\"&AI32,'Inputs & Outputs'!$G$44:$OP$44,\"<\"&AJ32))","v":""},{"$f":"IF(_xlfn.MINIFS('Inputs & Outputs'!$G$38:$OP$38,'Inputs & Outputs'!$G$44:$OP$44,\">=\"&AJ32,'Inputs & Outputs'!$G$44:$OP$44,\"<\"&AK32)=0,\"\",_xlfn.MINIFS('Inputs & Outputs'!$G$38:$OP$38,'Inputs & Outputs'!$G$44:$OP$44,\">=\"&AJ32,'Inputs & Outputs'!$G$44:$OP$44,\"<\"&AK32))","v":""},{"$f":"IF(_xlfn.MINIFS('Inputs & Outputs'!$G$38:$OP$38,'Inputs & Outputs'!$G$44:$OP$44,\">=\"&AK32,'Inputs & Outputs'!$G$44:$OP$44,\"<\"&AL32)=0,\"\",_xlfn.MINIFS('Inputs & Outputs'!$G$38:$OP$38,'Inputs & Outputs'!$G$44:$OP$44,\">=\"&AK32,'Inputs & Outputs'!$G$44:$OP$44,\"<\"&AL32))","v":""},{"$f":"IF(_xlfn.MINIFS('Inputs & Outputs'!$G$38:$OP$38,'Inputs & Outputs'!$G$44:$OP$44,\">=\"&AL32,'Inputs & Outputs'!$G$44:$OP$44,\"<\"&AM32)=0,\"\",_xlfn.MINIFS('Inputs & Outputs'!$G$38:$OP$38,'Inputs & Outputs'!$G$44:$OP$44,\">=\"&AL32,'Inputs & Outputs'!$G$44:$OP$44,\"<\"&AM32))","v":""},{"$f":"IF(_xlfn.MINIFS('Inputs & Outputs'!$G$38:$OP$38,'Inputs & Outputs'!$G$44:$OP$44,\">=\"&AM32,'Inputs & Outputs'!$G$44:$OP$44,\"<\"&AN32)=0,\"\",_xlfn.MINIFS('Inputs & Outputs'!$G$38:$OP$38,'Inputs & Outputs'!$G$44:$OP$44,\">=\"&AM32,'Inputs & Outputs'!$G$44:$OP$44,\"<\"&AN32))","v":""},{"$f":"IF(_xlfn.MINIFS('Inputs & Outputs'!$G$38:$OP$38,'Inputs & Outputs'!$G$44:$OP$44,\">=\"&AN32,'Inputs & Outputs'!$G$44:$OP$44,\"<\"&AO32)=0,\"\",_xlfn.MINIFS('Inputs & Outputs'!$G$38:$OP$38,'Inputs & Outputs'!$G$44:$OP$44,\">=\"&AN32,'Inputs & Outputs'!$G$44:$OP$44,\"<\"&AO32))","v":""},{"$f":"IF(_xlfn.MINIFS('Inputs & Outputs'!$G$38:$OP$38,'Inputs & Outputs'!$G$44:$OP$44,\">=\"&AO32,'Inputs & Outputs'!$G$44:$OP$44,\"<\"&AP32)=0,\"\",_xlfn.MINIFS('Inputs & Outputs'!$G$38:$OP$38,'Inputs & Outputs'!$G$44:$OP$44,\">=\"&AO32,'Inputs & Outputs'!$G$44:$OP$44,\"<\"&AP32))","v":93.396370430684783},{"$f":"IF(_xlfn.MINIFS('Inputs & Outputs'!$G$38:$OP$38,'Inputs & Outputs'!$G$44:$OP$44,\">=\"&AP32,'Inputs & Outputs'!$G$44:$OP$44,\"<\"&AQ32)=0,\"\",_xlfn.MINIFS('Inputs & Outputs'!$G$38:$OP$38,'Inputs & Outputs'!$G$44:$OP$44,\">=\"&AP32,'Inputs & Outputs'!$G$44:$OP$44,\"<\"&AQ32))","v":96.699394648328507},{"$f":"IF(_xlfn.MINIFS('Inputs & Outputs'!$G$38:$OP$38,'Inputs & Outputs'!$G$44:$OP$44,\">=\"&AQ32,'Inputs & Outputs'!$G$44:$OP$44,\"<\"&AR32)=0,\"\",_xlfn.MINIFS('Inputs & Outputs'!$G$38:$OP$38,'Inputs & Outputs'!$G$44:$OP$44,\">=\"&AQ32,'Inputs & Outputs'!$G$44:$OP$44,\"<\"&AR32))","v":114.42338746319365},{"$f":"IF(_xlfn.MINIFS('Inputs & Outputs'!$G$38:$OP$38,'Inputs & Outputs'!$G$44:$OP$44,\">=\"&AR32,'Inputs & Outputs'!$G$44:$OP$44,\"<\"&AS32)=0,\"\",_xlfn.MINIFS('Inputs & Outputs'!$G$38:$OP$38,'Inputs & Outputs'!$G$44:$OP$44,\">=\"&AR32,'Inputs & Outputs'!$G$44:$OP$44,\"<\"&AS32))","v":""},{"$f":"IF(_xlfn.MINIFS('Inputs & Outputs'!$G$38:$OP$38,'Inputs & Outputs'!$G$44:$OP$44,\">=\"&AS32,'Inputs & Outputs'!$G$44:$OP$44,\"<\"&AT32)=0,\"\",_xlfn.MINIFS('Inputs & Outputs'!$G$38:$OP$38,'Inputs & Outputs'!$G$44:$OP$44,\">=\"&AS32,'Inputs & Outputs'!$G$44:$OP$44,\"<\"&AT32))","v":""},{"$f":"IF(_xlfn.MINIFS('Inputs & Outputs'!$G$38:$OP$38,'Inputs & Outputs'!$G$44:$OP$44,\">=\"&AT32,'Inputs & Outputs'!$G$44:$OP$44,\"<\"&AU32)=0,\"\",_xlfn.MINIFS('Inputs & Outputs'!$G$38:$OP$38,'Inputs & Outputs'!$G$44:$OP$44,\">=\"&AT32,'Inputs & Outputs'!$G$44:$OP$44,\"<\"&AU32))","v":93.34537393606297},{"$f":"IF(_xlfn.MINIFS('Inputs & Outputs'!$G$38:$OP$38,'Inputs & Outputs'!$G$44:$OP$44,\">=\"&AU32,'Inputs & Outputs'!$G$44:$OP$44,\"<\"&AV32)=0,\"\",_xlfn.MINIFS('Inputs & Outputs'!$G$38:$OP$38,'Inputs & Outputs'!$G$44:$OP$44,\">=\"&AU32,'Inputs & Outputs'!$G$44:$OP$44,\"<\"&AV32))","v":""},{"$f":"IF(_xlfn.MINIFS('Inputs & Outputs'!$G$38:$OP$38,'Inputs & Outputs'!$G$44:$OP$44,\">=\"&AV32,'Inputs & Outputs'!$G$44:$OP$44,\"<\"&AW32)=0,\"\",_xlfn.MINIFS('Inputs & Outputs'!$G$38:$OP$38,'Inputs & Outputs'!$G$44:$OP$44,\">=\"&AV32,'Inputs & Outputs'!$G$44:$OP$44,\"<\"&AW32))","v":95.488321186269332},{"$f":"IF(_xlfn.MINIFS('Inputs & Outputs'!$G$38:$OP$38,'Inputs & Outputs'!$G$44:$OP$44,\">=\"&AW32,'Inputs & Outputs'!$G$44:$OP$44,\"<\"&AX32)=0,\"\",_xlfn.MINIFS('Inputs & Outputs'!$G$38:$OP$38,'Inputs & Outputs'!$G$44:$OP$44,\">=\"&AW32,'Inputs & Outputs'!$G$44:$OP$44,\"<\"&AX32))","v":98.463381653277793},{"$f":"IF(_xlfn.MINIFS('Inputs & Outputs'!$G$38:$OP$38,'Inputs & Outputs'!$G$44:$OP$44,\">=\"&AX32,'Inputs & Outputs'!$G$44:$OP$44,\"<\"&AY32)=0,\"\",_xlfn.MINIFS('Inputs & Outputs'!$G$38:$OP$38,'Inputs & Outputs'!$G$44:$OP$44,\">=\"&AX32,'Inputs & Outputs'!$G$44:$OP$44,\"<\"&AY32))","v":101.76074333814995},{"$f":"IF(_xlfn.MINIFS('Inputs & Outputs'!$G$38:$OP$38,'Inputs & Outputs'!$G$44:$OP$44,\">=\"&AY32,'Inputs & Outputs'!$G$44:$OP$44,\"<\"&AZ32)=0,\"\",_xlfn.MINIFS('Inputs & Outputs'!$G$38:$OP$38,'Inputs & Outputs'!$G$44:$OP$44,\">=\"&AY32,'Inputs & Outputs'!$G$44:$OP$44,\"<\"&AZ32))","v":93.489723057177798},{"$f":"IF(_xlfn.MINIFS('Inputs & Outputs'!$G$38:$OP$38,'Inputs & Outputs'!$G$44:$OP$44,\">=\"&AZ32,'Inputs & Outputs'!$G$44:$OP$44,\"<\"&BA32)=0,\"\",_xlfn.MINIFS('Inputs & Outputs'!$G$38:$OP$38,'Inputs & Outputs'!$G$44:$OP$44,\">=\"&AZ32,'Inputs & Outputs'!$G$44:$OP$44,\"<\"&BA32))","v":116.19323150130185},{"$f":"IF(_xlfn.MINIFS('Inputs & Outputs'!$G$38:$OP$38,'Inputs & Outputs'!$G$44:$OP$44,\">=\"&BA32,'Inputs & Outputs'!$G$44:$OP$44,\"<\"&BB32)=0,\"\",_xlfn.MINIFS('Inputs & Outputs'!$G$38:$OP$38,'Inputs & Outputs'!$G$44:$OP$44,\">=\"&BA32,'Inputs & Outputs'!$G$44:$OP$44,\"<\"&BB32))","v":95.670160761403622},{"$f":"IF(_xlfn.MINIFS('Inputs & Outputs'!$G$38:$OP$38,'Inputs & Outputs'!$G$44:$OP$44,\">=\"&BB32,'Inputs & Outputs'!$G$44:$OP$44,\"<\"&BC32)=0,\"\",_xlfn.MINIFS('Inputs & Outputs'!$G$38:$OP$38,'Inputs & Outputs'!$G$44:$OP$44,\">=\"&BB32,'Inputs & Outputs'!$G$44:$OP$44,\"<\"&BC32))","v":94.636279583926353},{"$f":"IF(_xlfn.MINIFS('Inputs & Outputs'!$G$38:$OP$38,'Inputs & Outputs'!$G$44:$OP$44,\">=\"&BC32,'Inputs & Outputs'!$G$44:$OP$44,\"<\"&BD32)=0,\"\",_xlfn.MINIFS('Inputs & Outputs'!$G$38:$OP$38,'Inputs & Outputs'!$G$44:$OP$44,\">=\"&BC32,'Inputs & Outputs'!$G$44:$OP$44,\"<\"&BD32))","v":""},{"$f":"IF(_xlfn.MINIFS('Inputs & Outputs'!$G$38:$OP$38,'Inputs & Outputs'!$G$44:$OP$44,\">=\"&BD32,'Inputs & Outputs'!$G$44:$OP$44,\"<\"&BE32)=0,\"\",_xlfn.MINIFS('Inputs & Outputs'!$G$38:$OP$38,'Inputs & Outputs'!$G$44:$OP$44,\">=\"&BD32,'Inputs & Outputs'!$G$44:$OP$44,\"<\"&BE32))","v":97.304987704478663},{"$f":"IF(_xlfn.MINIFS('Inputs & Outputs'!$G$38:$OP$38,'Inputs & Outputs'!$G$44:$OP$44,\">=\"&BE32,'Inputs & Outputs'!$G$44:$OP$44,\"<\"&BF32)=0,\"\",_xlfn.MINIFS('Inputs & Outputs'!$G$38:$OP$38,'Inputs & Outputs'!$G$44:$OP$44,\">=\"&BE32,'Inputs & Outputs'!$G$44:$OP$44,\"<\"&BF32))","v":100.47496090520553},{"$f":"IF(_xlfn.MINIFS('Inputs & Outputs'!$G$38:$OP$38,'Inputs & Outputs'!$G$44:$OP$44,\">=\"&BF32,'Inputs & Outputs'!$G$44:$OP$44,\"<\"&BG32)=0,\"\",_xlfn.MINIFS('Inputs & Outputs'!$G$38:$OP$38,'Inputs & Outputs'!$G$44:$OP$44,\">=\"&BF32,'Inputs & Outputs'!$G$44:$OP$44,\"<\"&BG32))","v":111.09945091702684},{"$f":"IF(_xlfn.MINIFS('Inputs & Outputs'!$G$38:$OP$38,'Inputs & Outputs'!$G$44:$OP$44,\">=\"&BG32,'Inputs & Outputs'!$G$44:$OP$44,\"<\"&BH32)=0,\"\",_xlfn.MINIFS('Inputs & Outputs'!$G$38:$OP$38,'Inputs & Outputs'!$G$44:$OP$44,\">=\"&BG32,'Inputs & Outputs'!$G$44:$OP$44,\"<\"&BH32))","v":94.879699884575075},{"$f":"IF(_xlfn.MINIFS('Inputs & Outputs'!$G$38:$OP$38,'Inputs & Outputs'!$G$44:$OP$44,\">=\"&BH32,'Inputs & Outputs'!$G$44:$OP$44,\"<\"&BI32)=0,\"\",_xlfn.MINIFS('Inputs & Outputs'!$G$38:$OP$38,'Inputs & Outputs'!$G$44:$OP$44,\">=\"&BH32,'Inputs & Outputs'!$G$44:$OP$44,\"<\"&BI32))","v":""},{"$f":"IF(_xlfn.MINIFS('Inputs & Outputs'!$G$38:$OP$38,'Inputs & Outputs'!$G$44:$OP$44,\">=\"&BI32,'Inputs & Outputs'!$G$44:$OP$44,\"<\"&BJ32)=0,\"\",_xlfn.MINIFS('Inputs & Outputs'!$G$38:$OP$38,'Inputs & Outputs'!$G$44:$OP$44,\">=\"&BI32,'Inputs & Outputs'!$G$44:$OP$44,\"<\"&BJ32))","v":""},{"$f":"IF(_xlfn.MINIFS('Inputs & Outputs'!$G$38:$OP$38,'Inputs & Outputs'!$G$44:$OP$44,\">=\"&BJ32,'Inputs & Outputs'!$G$44:$OP$44,\"<\"&BK32)=0,\"\",_xlfn.MINIFS('Inputs & Outputs'!$G$38:$OP$38,'Inputs & Outputs'!$G$44:$OP$44,\">=\"&BJ32,'Inputs & Outputs'!$G$44:$OP$44,\"<\"&BK32))","v":96.252411985221897},{"$f":"IF(_xlfn.MINIFS('Inputs & Outputs'!$G$38:$OP$38,'Inputs & Outputs'!$G$44:$OP$44,\">=\"&BK32,'Inputs & Outputs'!$G$44:$OP$44,\"<\"&BL32)=0,\"\",_xlfn.MINIFS('Inputs & Outputs'!$G$38:$OP$38,'Inputs & Outputs'!$G$44:$OP$44,\">=\"&BK32,'Inputs & Outputs'!$G$44:$OP$44,\"<\"&BL32))","v":99.467440012335828},{"$f":"IF(_xlfn.MINIFS('Inputs & Outputs'!$G$38:$OP$38,'Inputs & Outputs'!$G$44:$OP$44,\">=\"&BL32,'Inputs & Outputs'!$G$44:$OP$44,\"<\"&BM32)=0,\"\",_xlfn.MINIFS('Inputs & Outputs'!$G$38:$OP$38,'Inputs & Outputs'!$G$44:$OP$44,\">=\"&BL32,'Inputs & Outputs'!$G$44:$OP$44,\"<\"&BM32))","v":102.71975450705213},{"$f":"IF(_xlfn.MINIFS('Inputs & Outputs'!$G$38:$OP$38,'Inputs & Outputs'!$G$44:$OP$44,\">=\"&BM32,'Inputs & Outputs'!$G$44:$OP$44,\"<\"&BN32)=0,\"\",_xlfn.MINIFS('Inputs & Outputs'!$G$38:$OP$38,'Inputs & Outputs'!$G$44:$OP$44,\">=\"&BM32,'Inputs & Outputs'!$G$44:$OP$44,\"<\"&BN32))","v":98.958662987161006},{"$f":"IF(_xlfn.MINIFS('Inputs & Outputs'!$G$38:$OP$38,'Inputs & Outputs'!$G$44:$OP$44,\">=\"&BN32,'Inputs & Outputs'!$G$44:$OP$44,\"<\"&BO32)=0,\"\",_xlfn.MINIFS('Inputs & Outputs'!$G$38:$OP$38,'Inputs & Outputs'!$G$44:$OP$44,\">=\"&BN32,'Inputs & Outputs'!$G$44:$OP$44,\"<\"&BO32))","v":96.729874423022011},{"$f":"IF(_xlfn.MINIFS('Inputs & Outputs'!$G$38:$OP$38,'Inputs & Outputs'!$G$44:$OP$44,\">=\"&BO32,'Inputs & Outputs'!$G$44:$OP$44,\"<\"&BP32)=0,\"\",_xlfn.MINIFS('Inputs & Outputs'!$G$38:$OP$38,'Inputs & Outputs'!$G$44:$OP$44,\">=\"&BO32,'Inputs & Outputs'!$G$44:$OP$44,\"<\"&BP32))","v":""},{"$f":"IF(_xlfn.MINIFS('Inputs & Outputs'!$G$38:$OP$38,'Inputs & Outputs'!$G$44:$OP$44,\">=\"&BP32,'Inputs & Outputs'!$G$44:$OP$44,\"<\"&BQ32)=0,\"\",_xlfn.MINIFS('Inputs & Outputs'!$G$38:$OP$38,'Inputs & Outputs'!$G$44:$OP$44,\">=\"&BP32,'Inputs & Outputs'!$G$44:$OP$44,\"<\"&BQ32))","v":""},{"$f":"IF(_xlfn.MINIFS('Inputs & Outputs'!$G$38:$OP$38,'Inputs & Outputs'!$G$44:$OP$44,\">=\"&BQ32,'Inputs & Outputs'!$G$44:$OP$44,\"<\"&BR32)=0,\"\",_xlfn.MINIFS('Inputs & Outputs'!$G$38:$OP$38,'Inputs & Outputs'!$G$44:$OP$44,\">=\"&BQ32,'Inputs & Outputs'!$G$44:$OP$44,\"<\"&BR32))","v":98.810971404236625},{"$f":"IF(_xlfn.MINIFS('Inputs & Outputs'!$G$38:$OP$38,'Inputs & Outputs'!$G$44:$OP$44,\">=\"&BR32,'Inputs & Outputs'!$G$44:$OP$44,\"<\"&BS32)=0,\"\",_xlfn.MINIFS('Inputs & Outputs'!$G$38:$OP$38,'Inputs & Outputs'!$G$44:$OP$44,\">=\"&BR32,'Inputs & Outputs'!$G$44:$OP$44,\"<\"&BS32))","v":97.670959700838011},{"$f":"IF(_xlfn.MINIFS('Inputs & Outputs'!$G$38:$OP$38,'Inputs & Outputs'!$G$44:$OP$44,\">=\"&BS32,'Inputs & Outputs'!$G$44:$OP$44,\"<\"&BT32)=0,\"\",_xlfn.MINIFS('Inputs & Outputs'!$G$38:$OP$38,'Inputs & Outputs'!$G$44:$OP$44,\">=\"&BS32,'Inputs & Outputs'!$G$44:$OP$44,\"<\"&BT32))","v":108.54991707576573},{"$f":"IF(_xlfn.MINIFS('Inputs & Outputs'!$G$38:$OP$38,'Inputs & Outputs'!$G$44:$OP$44,\">=\"&BT32,'Inputs & Outputs'!$G$44:$OP$44,\"<\"&BU32)=0,\"\",_xlfn.MINIFS('Inputs & Outputs'!$G$38:$OP$38,'Inputs & Outputs'!$G$44:$OP$44,\">=\"&BT32,'Inputs & Outputs'!$G$44:$OP$44,\"<\"&BU32))","v":115.80426427996144},{"$f":"IF(_xlfn.MINIFS('Inputs & Outputs'!$G$38:$OP$38,'Inputs & Outputs'!$G$44:$OP$44,\">=\"&BU32,'Inputs & Outputs'!$G$44:$OP$44,\"<\"&BV32)=0,\"\",_xlfn.MINIFS('Inputs & Outputs'!$G$38:$OP$38,'Inputs & Outputs'!$G$44:$OP$44,\">=\"&BU32,'Inputs & Outputs'!$G$44:$OP$44,\"<\"&BV32))","v":99.560749522072456},{"$f":"IF(_xlfn.MINIFS('Inputs & Outputs'!$G$38:$OP$38,'Inputs & Outputs'!$G$44:$OP$44,\">=\"&BV32,'Inputs & Outputs'!$G$44:$OP$44,\"<\"&BW32)=0,\"\",_xlfn.MINIFS('Inputs & Outputs'!$G$38:$OP$38,'Inputs & Outputs'!$G$44:$OP$44,\">=\"&BV32,'Inputs & Outputs'!$G$44:$OP$44,\"<\"&BW32))","v":98.817870890445647},{"$f":"IF(_xlfn.MINIFS('Inputs & Outputs'!$G$38:$OP$38,'Inputs & Outputs'!$G$44:$OP$44,\">=\"&BW32,'Inputs & Outputs'!$G$44:$OP$44,\"<\"&BX32)=0,\"\",_xlfn.MINIFS('Inputs & Outputs'!$G$38:$OP$38,'Inputs & Outputs'!$G$44:$OP$44,\">=\"&BW32,'Inputs & Outputs'!$G$44:$OP$44,\"<\"&BX32))","v":101.15352084720826},{"$f":"IF(_xlfn.MINIFS('Inputs & Outputs'!$G$38:$OP$38,'Inputs & Outputs'!$G$44:$OP$44,\">=\"&BX32,'Inputs & Outputs'!$G$44:$OP$44,\"<\"&BY32)=0,\"\",_xlfn.MINIFS('Inputs & Outputs'!$G$38:$OP$38,'Inputs & Outputs'!$G$44:$OP$44,\">=\"&BX32,'Inputs & Outputs'!$G$44:$OP$44,\"<\"&BY32))","v":106.33496060829657},{"$f":"IF(_xlfn.MINIFS('Inputs & Outputs'!$G$38:$OP$38,'Inputs & Outputs'!$G$44:$OP$44,\">=\"&BY32,'Inputs & Outputs'!$G$44:$OP$44,\"<\"&BZ32)=0,\"\",_xlfn.MINIFS('Inputs & Outputs'!$G$38:$OP$38,'Inputs & Outputs'!$G$44:$OP$44,\">=\"&BY32,'Inputs & Outputs'!$G$44:$OP$44,\"<\"&BZ32))","v":107.48667803771923},{"$f":"IF(_xlfn.MINIFS('Inputs & Outputs'!$G$38:$OP$38,'Inputs & Outputs'!$G$44:$OP$44,\">=\"&BZ32,'Inputs & Outputs'!$G$44:$OP$44,\"<\"&CA32)=0,\"\",_xlfn.MINIFS('Inputs & Outputs'!$G$38:$OP$38,'Inputs & Outputs'!$G$44:$OP$44,\">=\"&BZ32,'Inputs & Outputs'!$G$44:$OP$44,\"<\"&CA32))","v":99.521031893448253},{"$f":"IF(_xlfn.MINIFS('Inputs & Outputs'!$G$38:$OP$38,'Inputs & Outputs'!$G$44:$OP$44,\">=\"&CA32,'Inputs & Outputs'!$G$44:$OP$44,\"<\"&CB32)=0,\"\",_xlfn.MINIFS('Inputs & Outputs'!$G$38:$OP$38,'Inputs & Outputs'!$G$44:$OP$44,\">=\"&CA32,'Inputs & Outputs'!$G$44:$OP$44,\"<\"&CB32))","v":121.91749934168001},{"$f":"IF(_xlfn.MINIFS('Inputs & Outputs'!$G$38:$OP$38,'Inputs & Outputs'!$G$44:$OP$44,\">=\"&CB32,'Inputs & Outputs'!$G$44:$OP$44,\"<\"&CC32)=0,\"\",_xlfn.MINIFS('Inputs & Outputs'!$G$38:$OP$38,'Inputs & Outputs'!$G$44:$OP$44,\">=\"&CB32,'Inputs & Outputs'!$G$44:$OP$44,\"<\"&CC32))","v":""},{"$f":"IF(_xlfn.MINIFS('Inputs & Outputs'!$G$38:$OP$38,'Inputs & Outputs'!$G$44:$OP$44,\">=\"&CC32,'Inputs & Outputs'!$G$44:$OP$44,\"<\"&CD32)=0,\"\",_xlfn.MINIFS('Inputs & Outputs'!$G$38:$OP$38,'Inputs & Outputs'!$G$44:$OP$44,\">=\"&CC32,'Inputs & Outputs'!$G$44:$OP$44,\"<\"&CD32))","v":101.06376071501018},{"$f":"IF(_xlfn.MINIFS('Inputs & Outputs'!$G$38:$OP$38,'Inputs & Outputs'!$G$44:$OP$44,\">=\"&CD32,'Inputs & Outputs'!$G$44:$OP$44,\"<\"&CE32)=0,\"\",_xlfn.MINIFS('Inputs & Outputs'!$G$38:$OP$38,'Inputs & Outputs'!$G$44:$OP$44,\">=\"&CD32,'Inputs & Outputs'!$G$44:$OP$44,\"<\"&CE32))","v":100.84042823415302},{"$f":"IF(_xlfn.MINIFS('Inputs & Outputs'!$G$38:$OP$38,'Inputs & Outputs'!$G$44:$OP$44,\">=\"&CE32,'Inputs & Outputs'!$G$44:$OP$44,\"<\"&CF32)=0,\"\",_xlfn.MINIFS('Inputs & Outputs'!$G$38:$OP$38,'Inputs & Outputs'!$G$44:$OP$44,\">=\"&CE32,'Inputs & Outputs'!$G$44:$OP$44,\"<\"&CF32))","v":106.63829683902577},{"$f":"IF(_xlfn.MINIFS('Inputs & Outputs'!$G$38:$OP$38,'Inputs & Outputs'!$G$44:$OP$44,\">=\"&CF32,'Inputs & Outputs'!$G$44:$OP$44,\"<\"&CG32)=0,\"\",_xlfn.MINIFS('Inputs & Outputs'!$G$38:$OP$38,'Inputs & Outputs'!$G$44:$OP$44,\">=\"&CF32,'Inputs & Outputs'!$G$44:$OP$44,\"<\"&CG32))","v":103.53748568717265},{"$f":"IF(_xlfn.MINIFS('Inputs & Outputs'!$G$38:$OP$38,'Inputs & Outputs'!$G$44:$OP$44,\">=\"&CG32,'Inputs & Outputs'!$G$44:$OP$44,\"<\"&CH32)=0,\"\",_xlfn.MINIFS('Inputs & Outputs'!$G$38:$OP$38,'Inputs & Outputs'!$G$44:$OP$44,\">=\"&CG32,'Inputs & Outputs'!$G$44:$OP$44,\"<\"&CH32))","v":101.56913524513129},{"$f":"IF(_xlfn.MINIFS('Inputs & Outputs'!$G$38:$OP$38,'Inputs & Outputs'!$G$44:$OP$44,\">=\"&CH32,'Inputs & Outputs'!$G$44:$OP$44,\"<\"&CI32)=0,\"\",_xlfn.MINIFS('Inputs & Outputs'!$G$38:$OP$38,'Inputs & Outputs'!$G$44:$OP$44,\">=\"&CH32,'Inputs & Outputs'!$G$44:$OP$44,\"<\"&CI32))","v":115.91763898939007},{"$f":"IF(_xlfn.MINIFS('Inputs & Outputs'!$G$38:$OP$38,'Inputs & Outputs'!$G$44:$OP$44,\">=\"&CI32,'Inputs & Outputs'!$G$44:$OP$44,\"<\"&CJ32)=0,\"\",_xlfn.MINIFS('Inputs & Outputs'!$G$38:$OP$38,'Inputs & Outputs'!$G$44:$OP$44,\">=\"&CI32,'Inputs & Outputs'!$G$44:$OP$44,\"<\"&CJ32))","v":""},{"$f":"IF(_xlfn.MINIFS('Inputs & Outputs'!$G$38:$OP$38,'Inputs & Outputs'!$G$44:$OP$44,\">=\"&CJ32,'Inputs & Outputs'!$G$44:$OP$44,\"<\"&CK32)=0,\"\",_xlfn.MINIFS('Inputs & Outputs'!$G$38:$OP$38,'Inputs & Outputs'!$G$44:$OP$44,\">=\"&CJ32,'Inputs & Outputs'!$G$44:$OP$44,\"<\"&CK32))","v":103.30116822210584},{"$f":"IF(_xlfn.MINIFS('Inputs & Outputs'!$G$38:$OP$38,'Inputs & Outputs'!$G$44:$OP$44,\">=\"&CK32,'Inputs & Outputs'!$G$44:$OP$44,\"<\"&CL32)=0,\"\",_xlfn.MINIFS('Inputs & Outputs'!$G$38:$OP$38,'Inputs & Outputs'!$G$44:$OP$44,\">=\"&CK32,'Inputs & Outputs'!$G$44:$OP$44,\"<\"&CL32))","v":106.02872534302605},{"$f":"IF(_xlfn.MINIFS('Inputs & Outputs'!$G$38:$OP$38,'Inputs & Outputs'!$G$44:$OP$44,\">=\"&CL32,'Inputs & Outputs'!$G$44:$OP$44,\"<\"&CM32)=0,\"\",_xlfn.MINIFS('Inputs & Outputs'!$G$38:$OP$38,'Inputs & Outputs'!$G$44:$OP$44,\">=\"&CL32,'Inputs & Outputs'!$G$44:$OP$44,\"<\"&CM32))","v":106.53158545618453},{"$f":"IF(_xlfn.MINIFS('Inputs & Outputs'!$G$38:$OP$38,'Inputs & Outputs'!$G$44:$OP$44,\">=\"&CM32,'Inputs & Outputs'!$G$44:$OP$44,\"<\"&CN32)=0,\"\",_xlfn.MINIFS('Inputs & Outputs'!$G$38:$OP$38,'Inputs & Outputs'!$G$44:$OP$44,\">=\"&CM32,'Inputs & Outputs'!$G$44:$OP$44,\"<\"&CN32))","v":110.49873738822953},{"$f":"IF(_xlfn.MINIFS('Inputs & Outputs'!$G$38:$OP$38,'Inputs & Outputs'!$G$44:$OP$44,\">=\"&CN32,'Inputs & Outputs'!$G$44:$OP$44,\"<\"&CO32)=0,\"\",_xlfn.MINIFS('Inputs & Outputs'!$G$38:$OP$38,'Inputs & Outputs'!$G$44:$OP$44,\">=\"&CN32,'Inputs & Outputs'!$G$44:$OP$44,\"<\"&CO32))","v":114.77131362589716},{"$f":"IF(_xlfn.MINIFS('Inputs & Outputs'!$G$38:$OP$38,'Inputs & Outputs'!$G$44:$OP$44,\">=\"&CO32,'Inputs & Outputs'!$G$44:$OP$44,\"<\"&CP32)=0,\"\",_xlfn.MINIFS('Inputs & Outputs'!$G$38:$OP$38,'Inputs & Outputs'!$G$44:$OP$44,\">=\"&CO32,'Inputs & Outputs'!$G$44:$OP$44,\"<\"&CP32))","v":""},{"$f":"IF(_xlfn.MINIFS('Inputs & Outputs'!$G$38:$OP$38,'Inputs & Outputs'!$G$44:$OP$44,\">=\"&CP32,'Inputs & Outputs'!$G$44:$OP$44,\"<\"&CQ32)=0,\"\",_xlfn.MINIFS('Inputs & Outputs'!$G$38:$OP$38,'Inputs & Outputs'!$G$44:$OP$44,\">=\"&CP32,'Inputs & Outputs'!$G$44:$OP$44,\"<\"&CQ32))","v":106.67076725762854},{"$f":"IF(_xlfn.MINIFS('Inputs & Outputs'!$G$38:$OP$38,'Inputs & Outputs'!$G$44:$OP$44,\">=\"&CQ32,'Inputs & Outputs'!$G$44:$OP$44,\"<\"&CR32)=0,\"\",_xlfn.MINIFS('Inputs & Outputs'!$G$38:$OP$38,'Inputs & Outputs'!$G$44:$OP$44,\">=\"&CQ32,'Inputs & Outputs'!$G$44:$OP$44,\"<\"&CR32))","v":109.43727876211824},{"$f":"IF(_xlfn.MINIFS('Inputs & Outputs'!$G$38:$OP$38,'Inputs & Outputs'!$G$44:$OP$44,\">=\"&CR32,'Inputs & Outputs'!$G$44:$OP$44,\"<\"&CS32)=0,\"\",_xlfn.MINIFS('Inputs & Outputs'!$G$38:$OP$38,'Inputs & Outputs'!$G$44:$OP$44,\">=\"&CR32,'Inputs & Outputs'!$G$44:$OP$44,\"<\"&CS32))","v":112.62009105489597},{"$f":"IF(_xlfn.MINIFS('Inputs & Outputs'!$G$38:$OP$38,'Inputs & Outputs'!$G$44:$OP$44,\">=\"&CS32,'Inputs & Outputs'!$G$44:$OP$44,\"<\"&CT32)=0,\"\",_xlfn.MINIFS('Inputs & Outputs'!$G$38:$OP$38,'Inputs & Outputs'!$G$44:$OP$44,\">=\"&CS32,'Inputs & Outputs'!$G$44:$OP$44,\"<\"&CT32))","v":109.09979095042672},{"$f":"IF(_xlfn.MINIFS('Inputs & Outputs'!$G$38:$OP$38,'Inputs & Outputs'!$G$44:$OP$44,\">=\"&CT32,'Inputs & Outputs'!$G$44:$OP$44,\"<\"&CU32)=0,\"\",_xlfn.MINIFS('Inputs & Outputs'!$G$38:$OP$38,'Inputs & Outputs'!$G$44:$OP$44,\">=\"&CT32,'Inputs & Outputs'!$G$44:$OP$44,\"<\"&CU32))","v":111.54273604892069},{"$f":"IF(_xlfn.MINIFS('Inputs & Outputs'!$G$38:$OP$38,'Inputs & Outputs'!$G$44:$OP$44,\">=\"&CU32,'Inputs & Outputs'!$G$44:$OP$44,\"<\"&CV32)=0,\"\",_xlfn.MINIFS('Inputs & Outputs'!$G$38:$OP$38,'Inputs & Outputs'!$G$44:$OP$44,\">=\"&CU32,'Inputs & Outputs'!$G$44:$OP$44,\"<\"&CV32))","v":114.47286501457938},{"$f":"IF(_xlfn.MINIFS('Inputs & Outputs'!$G$38:$OP$38,'Inputs & Outputs'!$G$44:$OP$44,\">=\"&CV32,'Inputs & Outputs'!$G$44:$OP$44,\"<\"&CW32)=0,\"\",_xlfn.MINIFS('Inputs & Outputs'!$G$38:$OP$38,'Inputs & Outputs'!$G$44:$OP$44,\">=\"&CV32,'Inputs & Outputs'!$G$44:$OP$44,\"<\"&CW32))","v":114.90629303448259},{"$f":"IF(_xlfn.MINIFS('Inputs & Outputs'!$G$38:$OP$38,'Inputs & Outputs'!$G$44:$OP$44,\">=\"&CW32,'Inputs & Outputs'!$G$44:$OP$44,\"<\"&CX32)=0,\"\",_xlfn.MINIFS('Inputs & Outputs'!$G$38:$OP$38,'Inputs & Outputs'!$G$44:$OP$44,\">=\"&CW32,'Inputs & Outputs'!$G$44:$OP$44,\"<\"&CX32))","v":117.67137492380471},{"$f":"IF(_xlfn.MINIFS('Inputs & Outputs'!$G$38:$OP$38,'Inputs & Outputs'!$G$44:$OP$44,\">=\"&CX32,'Inputs & Outputs'!$G$44:$OP$44,\"<\"&CY32)=0,\"\",_xlfn.MINIFS('Inputs & Outputs'!$G$38:$OP$38,'Inputs & Outputs'!$G$44:$OP$44,\">=\"&CX32,'Inputs & Outputs'!$G$44:$OP$44,\"<\"&CY32))","v":120.8529683218444},{"$f":"IF(_xlfn.MINIFS('Inputs & Outputs'!$G$38:$OP$38,'Inputs & Outputs'!$G$44:$OP$44,\">=\"&CY32,'Inputs & Outputs'!$G$44:$OP$44,\"<\"&CZ32)=0,\"\",_xlfn.MINIFS('Inputs & Outputs'!$G$38:$OP$38,'Inputs & Outputs'!$G$44:$OP$44,\">=\"&CY32,'Inputs & Outputs'!$G$44:$OP$44,\"<\"&CZ32))","v":124.23874582639201},{"$f":"IF(_xlfn.MINIFS('Inputs & Outputs'!$G$38:$OP$38,'Inputs & Outputs'!$G$44:$OP$44,\">=\"&CZ32,'Inputs & Outputs'!$G$44:$OP$44,\"<\"&DA32)=0,\"\",_xlfn.MINIFS('Inputs & Outputs'!$G$38:$OP$38,'Inputs & Outputs'!$G$44:$OP$44,\">=\"&CZ32,'Inputs & Outputs'!$G$44:$OP$44,\"<\"&DA32))","v":128.03796230507487},{"$f":"IF(_xlfn.MINIFS('Inputs & Outputs'!$G$38:$OP$38,'Inputs & Outputs'!$G$44:$OP$44,\">=\"&DA32,'Inputs & Outputs'!$G$44:$OP$44,\"<\"&DB32)=0,\"\",_xlfn.MINIFS('Inputs & Outputs'!$G$38:$OP$38,'Inputs & Outputs'!$G$44:$OP$44,\">=\"&DA32,'Inputs & Outputs'!$G$44:$OP$44,\"<\"&DB32))","v":135.19525222135371},{"$f":"IF(_xlfn.MINIFS('Inputs & Outputs'!$G$38:$OP$38,'Inputs & Outputs'!$G$44:$OP$44,\">=\"&DB32,'Inputs & Outputs'!$G$44:$OP$44,\"<\"&DC32)=0,\"\",_xlfn.MINIFS('Inputs & Outputs'!$G$38:$OP$38,'Inputs & Outputs'!$G$44:$OP$44,\">=\"&DB32,'Inputs & Outputs'!$G$44:$OP$44,\"<\"&DC32))","v":143.04651247168749},{"$f":"IF(_xlfn.MINIFS('Inputs & Outputs'!$G$38:$OP$38,'Inputs & Outputs'!$G$44:$OP$44,\">=\"&DC32,'Inputs & Outputs'!$G$44:$OP$44,\"<\"&DD32)=0,\"\",_xlfn.MINIFS('Inputs & Outputs'!$G$38:$OP$38,'Inputs & Outputs'!$G$44:$OP$44,\">=\"&DC32,'Inputs & Outputs'!$G$44:$OP$44,\"<\"&DD32))","v":180.78831372695277}]
[null,null,"Pareto Frontier LCOE",null,null,{"$f":"'Inputs & Outputs'!F38","v":86.047625464448174},{"$f":"G34","v":111.10862864625233},{"$f":"_xlfn.IFS(H33=INDEX('Inputs & Outputs'!$G$44:$OP$44,MATCH(MIN('Inputs & Outputs'!$G$38:$OP$38),'Inputs & Outputs'!$G$38:$OP$38,0)),H34,H33<0.44,IF(H34<MIN($G$34:G34),H34,NA()),H33>INDEX('Inputs & Outputs'!$G$44:$OP$44,MATCH(MIN('Inputs & Outputs'!$G$38:$OP$38),'Inputs & Outputs'!$G$38:$OP$38,0)),IF(H34<IF(MIN(I34:$DC$34)=0,\"\",MIN(I34:$DC$34)),H34,NA()))","v":{"$error":"#N/A"}},{"$f":"_xlfn.IFS(I33=INDEX('Inputs & Outputs'!$G$44:$OP$44,MATCH(MIN('Inputs & Outputs'!$G$38:$OP$38),'Inputs & Outputs'!$G$38:$OP$38,0)),I34,I33<0.44,IF(I34<MIN($G$34:H34),I34,NA()),I33>INDEX('Inputs & Outputs'!$G$44:$OP$44,MATCH(MIN('Inputs & Outputs'!$G$38:$OP$38),'Inputs & Outputs'!$G$38:$OP$38,0)),IF(I34<IF(MIN(J34:$DC$34)=0,\"\",MIN(J34:$DC$34)),I34,NA()))","v":{"$error":"#N/A"}},{"$f":"_xlfn.IFS(J33=INDEX('Inputs & Outputs'!$G$44:$OP$44,MATCH(MIN('Inputs & Outputs'!$G$38:$OP$38),'Inputs & Outputs'!$G$38:$OP$38,0)),J34,J33<0.44,IF(J34<MIN($G$34:I34),J34,NA()),J33>INDEX('Inputs & Outputs'!$G$44:$OP$44,MATCH(MIN('Inputs & Outputs'!$G$38:$OP$38),'Inputs & Outputs'!$G$38:$OP$38,0)),IF(J34<IF(MIN(K34:$DC$34)=0,\"\",MIN(K34:$DC$34)),J34,NA()))","v":{"$error":"#N/A"}},{"$f":"_xlfn.IFS(K33=INDEX('Inputs & Outputs'!$G$44:$OP$44,MATCH(MIN('Inputs & Outputs'!$G$38:$OP$38),'Inputs & Outputs'!$G$38:$OP$38,0)),K34,K33<0.44,IF(K34<MIN($G$34:J34),K34,NA()),K33>INDEX('Inputs & Outputs'!$G$44:$OP$44,MATCH(MIN('Inputs & Outputs'!$G$38:$OP$38),'Inputs & Outputs'!$G$38:$OP$38,0)),IF(K34<IF(MIN(L34:$DC$34)=0,\"\",MIN(L34:$DC$34)),K34,NA()))","v":{"$error":"#N/A"}},{"$f":"_xlfn.IFS(L33=INDEX('Inputs & Outputs'!$G$44:$OP$44,MATCH(MIN('Inputs & Outputs'!$G$38:$OP$38),'Inputs & Outputs'!$G$38:$OP$38,0)),L34,L33<0.44,IF(L34<MIN($G$34:K34),L34,NA()),L33>INDEX('Inputs & Outputs'!$G$44:$OP$44,MATCH(MIN('Inputs & Outputs'!$G$38:$OP$38),'Inputs & Outputs'!$G$38:$OP$38,0)),IF(L34<IF(MIN(M34:$DC$34)=0,\"\",MIN(M34:$DC$34)),L34,NA()))","v":{"$error":"#N/A"}},{"$f":"_xlfn.IFS(M33=INDEX('Inputs & Outputs'!$G$44:$OP$44,MATCH(MIN('Inputs & Outputs'!$G$38:$OP$38),'Inputs & Outputs'!$G$38:$OP$38,0)),M34,M33<0.44,IF(M34<MIN($G$34:L34),M34,NA()),M33>INDEX('Inputs & Outputs'!$G$44:$OP$44,MATCH(MIN('Inputs & Outputs'!$G$38:$OP$38),'Inputs & Outputs'!$G$38:$OP$38,0)),IF(M34<IF(MIN(N34:$DC$34)=0,\"\",MIN(N34:$DC$34)),M34,NA()))","v":{"$error":"#N/A"}},{"$f":"_xlfn.IFS(N33=INDEX('Inputs & Outputs'!$G$44:$OP$44,MATCH(MIN('Inputs & Outputs'!$G$38:$OP$38),'Inputs & Outputs'!$G$38:$OP$38,0)),N34,N33<0.44,IF(N34<MIN($G$34:M34),N34,NA()),N33>INDEX('Inputs & Outputs'!$G$44:$OP$44,MATCH(MIN('Inputs & Outputs'!$G$38:$OP$38),'Inputs & Outputs'!$G$38:$OP$38,0)),IF(N34<IF(MIN(O34:$DC$34)=0,\"\",MIN(O34:$DC$34)),N34,NA()))","v":{"$error":"#N/A"}},{"$f":"_xlfn.IFS(O33=INDEX('Inputs & Outputs'!$G$44:$OP$44,MATCH(MIN('Inputs & Outputs'!$G$38:$OP$38),'Inputs & Outputs'!$G$38:$OP$38,0)),O34,O33<0.44,IF(O34<MIN($G$34:N34),O34,NA()),O33>INDEX('Inputs & Outputs'!$G$44:$OP$44,MATCH(MIN('Inputs & Outputs'!$G$38:$OP$38),'Inputs & Outputs'!$G$38:$OP$38,0)),IF(O34<IF(MIN(P34:$DC$34)=0,\"\",MIN(P34:$DC$34)),O34,NA()))","v":{"$error":"#N/A"}},{"$f":"_xlfn.IFS(P33=INDEX('Inputs & Outputs'!$G$44:$OP$44,MATCH(MIN('Inputs & Outputs'!$G$38:$OP$38),'Inputs & Outputs'!$G$38:$OP$38,0)),P34,P33<0.44,IF(P34<MIN($G$34:O34),P34,NA()),P33>INDEX('Inputs & Outputs'!$G$44:$OP$44,MATCH(MIN('Inputs & Outputs'!$G$38:$OP$38),'Inputs & Outputs'!$G$38:$OP$38,0)),IF(P34<IF(MIN(Q34:$DC$34)=0,\"\",MIN(Q34:$DC$34)),P34,NA()))","v":{"$error":"#N/A"}},{"$f":"_xlfn.IFS(Q33=INDEX('Inputs & Outputs'!$G$44:$OP$44,MATCH(MIN('Inputs & Outputs'!$G$38:$OP$38),'Inputs & Outputs'!$G$38:$OP$38,0)),Q34,Q33<0.44,IF(Q34<MIN($G$34:P34),Q34,NA()),Q33>INDEX('Inputs & Outputs'!$G$44:$OP$44,MATCH(MIN('Inputs & Outputs'!$G$38:$OP$38),'Inputs & Outputs'!$G$38:$OP$38,0)),IF(Q34<IF(MIN(R34:$DC$34)=0,\"\",MIN(R34:$DC$34)),Q34,NA()))","v":{"$error":"#N/A"}},{"$f":"_xlfn.IFS(R33=INDEX('Inputs & Outputs'!$G$44:$OP$44,MATCH(MIN('Inputs & Outputs'!$G$38:$OP$38),'Inputs & Outputs'!$G$38:$OP$38,0)),R34,R33<0.44,IF(R34<MIN($G$34:Q34),R34,NA()),R33>INDEX('Inputs & Outputs'!$G$44:$OP$44,MATCH(MIN('Inputs & Outputs'!$G$38:$OP$38),'Inputs & Outputs'!$G$38:$OP$38,0)),IF(R34<IF(MIN(S34:$DC$34)=0,\"\",MIN(S34:$DC$34)),R34,NA()))","v":{"$error":"#N/A"}},{"$f":"_xlfn.IFS(S33=INDEX('Inputs & Outputs'!$G$44:$OP$44,MATCH(MIN('Inputs & Outputs'!$G$38:$OP$38),'Inputs & Outputs'!$G$38:$OP$38,0)),S34,S33<0.44,IF(S34<MIN($G$34:R34),S34,NA()),S33>INDEX('Inputs & Outputs'!$G$44:$OP$44,MATCH(MIN('Inputs & Outputs'!$G$38:$OP$38),'Inputs & Outputs'!$G$38:$OP$38,0)),IF(S34<IF(MIN(T34:$DC$34)=0,\"\",MIN(T34:$DC$34)),S34,NA()))","v":104.79590857441963},{"$f":"_xlfn.IFS(T33=INDEX('Inputs & Outputs'!$G$44:$OP$44,MATCH(MIN('Inputs & Outputs'!$G$38:$OP$38),'Inputs & Outputs'!$G$38:$OP$38,0)),T34,T33<0.44,IF(T34<MIN($G$34:S34),T34,NA()),T33>INDEX('Inputs & Outputs'!$G$44:$OP$44,MATCH(MIN('Inputs & Outputs'!$G$38:$OP$38),'Inputs & Outputs'!$G$38:$OP$38,0)),IF(T34<IF(MIN(U34:$DC$34)=0,\"\",MIN(U34:$DC$34)),T34,NA()))","v":{"$error":"#N/A"}},{"$f":"_xlfn.IFS(U33=INDEX('Inputs & Outputs'!$G$44:$OP$44,MATCH(MIN('Inputs & Outputs'!$G$38:$OP$38),'Inputs & Outputs'!$G$38:$OP$38,0)),U34,U33<0.44,IF(U34<MIN($G$34:T34),U34,NA()),U33>INDEX('Inputs & Outputs'!$G$44:$OP$44,MATCH(MIN('Inputs & Outputs'!$G$38:$OP$38),'Inputs & Outputs'!$G$38:$OP$38,0)),IF(U34<IF(MIN(V34:$DC$34)=0,\"\",MIN(V34:$DC$34)),U34,NA()))","v":{"$error":"#N/A"}},{"$f":"_xlfn.IFS(V33=INDEX('Inputs & Outputs'!$G$44:$OP$44,MATCH(MIN('Inputs & Outputs'!$G$38:$OP$38),'Inputs & Outputs'!$G$38:$OP$38,0)),V34,V33<0.44,IF(V34<MIN($G$34:U34),V34,NA()),V33>INDEX('Inputs & Outputs'!$G$44:$OP$44,MATCH(MIN('Inputs & Outputs'!$G$38:$OP$38),'Inputs & Outputs'!$G$38:$OP$38,0)),IF(V34<IF(MIN(W34:$DC$34)=0,\"\",MIN(W34:$DC$34)),V34,NA()))","v":{"$error":"#N/A"}},{"$f":"_xlfn.IFS(W33=INDEX('Inputs & Outputs'!$G$44:$OP$44,MATCH(MIN('Inputs & Outputs'!$G$38:$OP$38),'Inputs & Outputs'!$G$38:$OP$38,0)),W34,W33<0.44,IF(W34<MIN($G$34:V34),W34,NA()),W33>INDEX('Inputs & Outputs'!$G$44:$OP$44,MATCH(MIN('Inputs & Outputs'!$G$38:$OP$38),'Inputs & Outputs'!$G$38:$OP$38,0)),IF(W34<IF(MIN(X34:$DC$34)=0,\"\",MIN(X34:$DC$34)),W34,NA()))","v":{"$error":"#N/A"}},{"$f":"_xlfn.IFS(X33=INDEX('Inputs & Outputs'!$G$44:$OP$44,MATCH(MIN('Inputs & Outputs'!$G$38:$OP$38),'Inputs & Outputs'!$G$38:$OP$38,0)),X34,X33<0.44,IF(X34<MIN($G$34:W34),X34,NA()),X33>INDEX('Inputs & Outputs'!$G$44:$OP$44,MATCH(MIN('Inputs & Outputs'!$G$38:$OP$38),'Inputs & Outputs'!$G$38:$OP$38,0)),IF(X34<IF(MIN(Y34:$DC$34)=0,\"\",MIN(Y34:$DC$34)),X34,NA()))","v":{"$error":"#N/A"}},{"$f":"_xlfn.IFS(Y33=INDEX('Inputs & Outputs'!$G$44:$OP$44,MATCH(MIN('Inputs & Outputs'!$G$38:$OP$38),'Inputs & Outputs'!$G$38:$OP$38,0)),Y34,Y33<0.44,IF(Y34<MIN($G$34:X34),Y34,NA()),Y33>INDEX('Inputs & Outputs'!$G$44:$OP$44,MATCH(MIN('Inputs & Outputs'!$G$38:$OP$38),'Inputs & Outputs'!$G$38:$OP$38,0)),IF(Y34<IF(MIN(Z34:$DC$34)=0,\"\",MIN(Z34:$DC$34)),Y34,NA()))","v":{"$error":"#N/A"}},{"$f":"_xlfn.IFS(Z33=INDEX('Inputs & Outputs'!$G$44:$OP$44,MATCH(MIN('Inputs & Outputs'!$G$38:$OP$38),'Inputs & Outputs'!$G$38:$OP$38,0)),Z34,Z33<0.44,IF(Z34<MIN($G$34:Y34),Z34,NA()),Z33>INDEX('Inputs & Outputs'!$G$44:$OP$44,MATCH(MIN('Inputs & Outputs'!$G$38:$OP$38),'Inputs & Outputs'!$G$38:$OP$38,0)),IF(Z34<IF(MIN(AA34:$DC$34)=0,\"\",MIN(AA34:$DC$34)),Z34,NA()))","v":{"$error":"#N/A"}},{"$f":"_xlfn.IFS(AA33=INDEX('Inputs & Outputs'!$G$44:$OP$44,MATCH(MIN('Inputs & Outputs'!$G$38:$OP$38),'Inputs & Outputs'!$G$38:$OP$38,0)),AA34,AA33<0.44,IF(AA34<MIN($G$34:Z34),AA34,NA()),AA33>INDEX('Inputs & Outputs'!$G$44:$OP$44,MATCH(MIN('Inputs & Outputs'!$G$38:$OP$38),'Inputs & Outputs'!$G$38:$OP$38,0)),IF(AA34<IF(MIN(AB34:$DC$34)=0,\"\",MIN(AB34:$DC$34)),AA34,NA()))","v":{"$error":"#N/A"}},{"$f":"_xlfn.IFS(AB33=INDEX('Inputs & Outputs'!$G$44:$OP$44,MATCH(MIN('Inputs & Outputs'!$G$38:$OP$38),'Inputs & Outputs'!$G$38:$OP$38,0)),AB34,AB33<0.44,IF(AB34<MIN($G$34:AA34),AB34,NA()),AB33>INDEX('Inputs & Outputs'!$G$44:$OP$44,MATCH(MIN('Inputs & Outputs'!$G$38:$OP$38),'Inputs & Outputs'!$G$38:$OP$38,0)),IF(AB34<IF(MIN(AC34:$DC$34)=0,\"\",MIN(AC34:$DC$34)),AB34,NA()))","v":{"$error":"#N/A"}},{"$f":"_xlfn.IFS(AC33=INDEX('Inputs & Outputs'!$G$44:$OP$44,MATCH(MIN('Inputs & Outputs'!$G$38:$OP$38),'Inputs & Outputs'!$G$38:$OP$38,0)),AC34,AC33<0.44,IF(AC34<MIN($G$34:AB34),AC34,NA()),AC33>INDEX('Inputs & Outputs'!$G$44:$OP$44,MATCH(MIN('Inputs & Outputs'!$G$38:$OP$38),'Inputs & Outputs'!$G$38:$OP$38,0)),IF(AC34<IF(MIN(AD34:$DC$34)=0,\"\",MIN(AD34:$DC$34)),AC34,NA()))","v":{"$error":"#N/A"}},{"$f":"_xlfn.IFS(AD33=INDEX('Inputs & Outputs'!$G$44:$OP$44,MATCH(MIN('Inputs & Outputs'!$G$38:$OP$38),'Inputs & Outputs'!$G$38:$OP$38,0)),AD34,AD33<0.44,IF(AD34<MIN($G$34:AC34),AD34,NA()),AD33>INDEX('Inputs & Outputs'!$G$44:$OP$44,MATCH(MIN('Inputs & Outputs'!$G$38:$OP$38),'Inputs & Outputs'!$G$38:$OP$38,0)),IF(AD34<IF(MIN(AE34:$DC$34)=0,\"\",MIN(AE34:$DC$34)),AD34,NA()))","v":{"$error":"#N/A"}},{"$f":"_xlfn.IFS(AE33=INDEX('Inputs & Outputs'!$G$44:$OP$44,MATCH(MIN('Inputs & Outputs'!$G$38:$OP$38),'Inputs & Outputs'!$G$38:$OP$38,0)),AE34,AE33<0.44,IF(AE34<MIN($G$34:AD34),AE34,NA()),AE33>INDEX('Inputs & Outputs'!$G$44:$OP$44,MATCH(MIN('Inputs & Outputs'!$G$38:$OP$38),'Inputs & Outputs'!$G$38:$OP$38,0)),IF(AE34<IF(MIN(AF34:$DC$34)=0,\"\",MIN(AF34:$DC$34)),AE34,NA()))","v":98.48318850264377},{"$f":"_xlfn.IFS(AF33=INDEX('Inputs & Outputs'!$G$44:$OP$44,MATCH(MIN('Inputs & Outputs'!$G$38:$OP$38),'Inputs & Outputs'!$G$38:$OP$38,0)),AF34,AF33<0.44,IF(AF34<MIN($G$34:AE34),AF34,NA()),AF33>INDEX('Inputs & Outputs'!$G$44:$OP$44,MATCH(MIN('Inputs & Outputs'!$G$38:$OP$38),'Inputs & Outputs'!$G$38:$OP$38,0)),IF(AF34<IF(MIN(AG34:$DC$34)=0,\"\",MIN(AG34:$DC$34)),AF34,NA()))","v":{"$error":"#N/A"}},{"$f":"_xlfn.IFS(AG33=INDEX('Inputs & Outputs'!$G$44:$OP$44,MATCH(MIN('Inputs & Outputs'!$G$38:$OP$38),'Inputs & Outputs'!$G$38:$OP$38,0)),AG34,AG33<0.44,IF(AG34<MIN($G$34:AF34),AG34,NA()),AG33>INDEX('Inputs & Outputs'!$G$44:$OP$44,MATCH(MIN('Inputs & Outputs'!$G$38:$OP$38),'Inputs & Outputs'!$G$38:$OP$38,0)),IF(AG34<IF(MIN(AH34:$DC$34)=0,\"\",MIN(AH34:$DC$34)),AG34,NA()))","v":{"$error":"#N/A"}},{"$f":"_xlfn.IFS(AH33=INDEX('Inputs & Outputs'!$G$44:$OP$44,MATCH(MIN('Inputs & Outputs'!$G$38:$OP$38),'Inputs & Outputs'!$G$38:$OP$38,0)),AH34,AH33<0.44,IF(AH34<MIN($G$34:AG34),AH34,NA()),AH33>INDEX('Inputs & Outputs'!$G$44:$OP$44,MATCH(MIN('Inputs & Outputs'!$G$38:$OP$38),'Inputs & Outputs'!$G$38:$OP$38,0)),IF(AH34<IF(MIN(AI34:$DC$34)=0,\"\",MIN(AI34:$DC$34)),AH34,NA()))","v":{"$error":"#N/A"}},{"$f":"_xlfn.IFS(AI33=INDEX('Inputs & Outputs'!$G$44:$OP$44,MATCH(MIN('Inputs & Outputs'!$G$38:$OP$38),'Inputs & Outputs'!$G$38:$OP$38,0)),AI34,AI33<0.44,IF(AI34<MIN($G$34:AH34),AI34,NA()),AI33>INDEX('Inputs & Outputs'!$G$44:$OP$44,MATCH(MIN('Inputs & Outputs'!$G$38:$OP$38),'Inputs & Outputs'!$G$38:$OP$38,0)),IF(AI34<IF(MIN(AJ34:$DC$34)=0,\"\",MIN(AJ34:$DC$34)),AI34,NA()))","v":{"$error":"#N/A"}},{"$f":"_xlfn.IFS(AJ33=INDEX('Inputs & Outputs'!$G$44:$OP$44,MATCH(MIN('Inputs & Outputs'!$G$38:$OP$38),'Inputs & Outputs'!$G$38:$OP$38,0)),AJ34,AJ33<0.44,IF(AJ34<MIN($G$34:AI34),AJ34,NA()),AJ33>INDEX('Inputs & Outputs'!$G$44:$OP$44,MATCH(MIN('Inputs & Outputs'!$G$38:$OP$38),'Inputs & Outputs'!$G$38:$OP$38,0)),IF(AJ34<IF(MIN(AK34:$DC$34)=0,\"\",MIN(AK34:$DC$34)),AJ34,NA()))","v":{"$error":"#N/A"}},{"$f":"_xlfn.IFS(AK33=INDEX('Inputs & Outputs'!$G$44:$OP$44,MATCH(MIN('Inputs & Outputs'!$G$38:$OP$38),'Inputs & Outputs'!$G$38:$OP$38,0)),AK34,AK33<0.44,IF(AK34<MIN($G$34:AJ34),AK34,NA()),AK33>INDEX('Inputs & Outputs'!$G$44:$OP$44,MATCH(MIN('Inputs & Outputs'!$G$38:$OP$38),'Inputs & Outputs'!$G$38:$OP$38,0)),IF(AK34<IF(MIN(AL34:$DC$34)=0,\"\",MIN(AL34:$DC$34)),AK34,NA()))","v":{"$error":"#N/A"}},{"$f":"_xlfn.IFS(AL33=INDEX('Inputs & Outputs'!$G$44:$OP$44,MATCH(MIN('Inputs & Outputs'!$G$38:$OP$38),'Inputs & Outputs'!$G$38:$OP$38,0)),AL34,AL33<0.44,IF(AL34<MIN($G$34:AK34),AL34,NA()),AL33>INDEX('Inputs & Outputs'!$G$44:$OP$44,MATCH(MIN('Inputs & Outputs'!$G$38:$OP$38),'Inputs & Outputs'!$G$38:$OP$38,0)),IF(AL34<IF(MIN(AM34:$DC$34)=0,\"\",MIN(AM34:$DC$34)),AL34,NA()))","v":{"$error":"#N/A"}},{"$f":"_xlfn.IFS(AM33=INDEX('Inputs & Outputs'!$G$44:$OP$44,MATCH(MIN('Inputs & Outputs'!$G$38:$OP$38),'Inputs & Outputs'!$G$38:$OP$38,0)),AM34,AM33<0.44,IF(AM34<MIN($G$34:AL34),AM34,NA()),AM33>INDEX('Inputs & Outputs'!$G$44:$OP$44,MATCH(MIN('Inputs & Outputs'!$G$38:$OP$38),'Inputs & Outputs'!$G$38:$OP$38,0)),IF(AM34<IF(MIN(AN34:$DC$34)=0,\"\",MIN(AN34:$DC$34)),AM34,NA()))","v":{"$error":"#N/A"}},{"$f":"_xlfn.IFS(AN33=INDEX('Inputs & Outputs'!$G$44:$OP$44,MATCH(MIN('Inputs & Outputs'!$G$38:$OP$38),'Inputs & Outputs'!$G$38:$OP$38,0)),AN34,AN33<0.44,IF(AN34<MIN($G$34:AM34),AN34,NA()),AN33>INDEX('Inputs & Outputs'!$G$44:$OP$44,MATCH(MIN('Inputs & Outputs'!$G$38:$OP$38),'Inputs & Outputs'!$G$38:$OP$38,0)),IF(AN34<IF(MIN(AO34:$DC$34)=0,\"\",MIN(AO34:$DC$34)),AN34,NA()))","v":{"$error":"#N/A"}},{"$f":"_xlfn.IFS(AO33=INDEX('Inputs & Outputs'!$G$44:$OP$44,MATCH(MIN('Inputs & Outputs'!$G$38:$OP$38),'Inputs & Outputs'!$G$38:$OP$38,0)),AO34,AO33<0.44,IF(AO34<MIN($G$34:AN34),AO34,NA()),AO33>INDEX('Inputs & Outputs'!$G$44:$OP$44,MATCH(MIN('Inputs & Outputs'!$G$38:$OP$38),'Inputs & Outputs'!$G$38:$OP$38,0)),IF(AO34<IF(MIN(AP34:$DC$34)=0,\"\",MIN(AP34:$DC$34)),AO34,NA()))","v":93.396370430684783},{"$f":"_xlfn.IFS(AP33=INDEX('Inputs & Outputs'!$G$44:$OP$44,MATCH(MIN('Inputs & Outputs'!$G$38:$OP$38),'Inputs & Outputs'!$G$38:$OP$38,0)),AP34,AP33<0.44,IF(AP34<MIN($G$34:AO34),AP34,NA()),AP33>INDEX('Inputs & Outputs'!$G$44:$OP$44,MATCH(MIN('Inputs & Outputs'!$G$38:$OP$38),'Inputs & Outputs'!$G$38:$OP$38,0)),IF(AP34<IF(MIN(AQ34:$DC$34)=0,\"\",MIN(AQ34:$DC$34)),AP34,NA()))","v":{"$error":"#N/A"}},{"$f":"_xlfn.IFS(AQ33=INDEX('Inputs & Outputs'!$G$44:$OP$44,MATCH(MIN('Inputs & Outputs'!$G$38:$OP$38),'Inputs & Outputs'!$G$38:$OP$38,0)),AQ34,AQ33<0.44,IF(AQ34<MIN($G$34:AP34),AQ34,NA()),AQ33>INDEX('Inputs & Outputs'!$G$44:$OP$44,MATCH(MIN('Inputs & Outputs'!$G$38:$OP$38),'Inputs & Outputs'!$G$38:$OP$38,0)),IF(AQ34<IF(MIN(AR34:$DC$34)=0,\"\",MIN(AR34:$DC$34)),AQ34,NA()))","v":{"$error":"#N/A"}},{"$f":"_xlfn.IFS(AR33=INDEX('Inputs & Outputs'!$G$44:$OP$44,MATCH(MIN('Inputs & Outputs'!$G$38:$OP$38),'Inputs & Outputs'!$G$38:$OP$38,0)),AR34,AR33<0.44,IF(AR34<MIN($G$34:AQ34),AR34,NA()),AR33>INDEX('Inputs & Outputs'!$G$44:$OP$44,MATCH(MIN('Inputs & Outputs'!$G$38:$OP$38),'Inputs & Outputs'!$G$38:$OP$38,0)),IF(AR34<IF(MIN(AS34:$DC$34)=0,\"\",MIN(AS34:$DC$34)),AR34,NA()))","v":{"$error":"#N/A"}},{"$f":"_xlfn.IFS(AS33=INDEX('Inputs & Outputs'!$G$44:$OP$44,MATCH(MIN('Inputs & Outputs'!$G$38:$OP$38),'Inputs & Outputs'!$G$38:$OP$38,0)),AS34,AS33<0.44,IF(AS34<MIN($G$34:AR34),AS34,NA()),AS33>INDEX('Inputs & Outputs'!$G$44:$OP$44,MATCH(MIN('Inputs & Outputs'!$G$38:$OP$38),'Inputs & Outputs'!$G$38:$OP$38,0)),IF(AS34<IF(MIN(AT34:$DC$34)=0,\"\",MIN(AT34:$DC$34)),AS34,NA()))","v":{"$error":"#N/A"}},{"$f":"_xlfn.IFS(AT33=INDEX('Inputs & Outputs'!$G$44:$OP$44,MATCH(MIN('Inputs & Outputs'!$G$38:$OP$38),'Inputs & Outputs'!$G$38:$OP$38,0)),AT34,AT33<0.44,IF(AT34<MIN($G$34:AS34),AT34,NA()),AT33>INDEX('Inputs & Outputs'!$G$44:$OP$44,MATCH(MIN('Inputs & Outputs'!$G$38:$OP$38),'Inputs & Outputs'!$G$38:$OP$38,0)),IF(AT34<IF(MIN(AU34:$DC$34)=0,\"\",MIN(AU34:$DC$34)),AT34,NA()))","v":93.34537393606297},{"$f":"_xlfn.IFS(AU33=INDEX('Inputs & Outputs'!$G$44:$OP$44,MATCH(MIN('Inputs & Outputs'!$G$38:$OP$38),'Inputs & Outputs'!$G$38:$OP$38,0)),AU34,AU33<0.44,IF(AU34<MIN($G$34:AT34),AU34,NA()),AU33>INDEX('Inputs & Outputs'!$G$44:$OP$44,MATCH(MIN('Inputs & Outputs'!$G$38:$OP$38),'Inputs & Outputs'!$G$38:$OP$38,0)),IF(AU34<IF(MIN(AV34:$DC$34)=0,\"\",MIN(AV34:$DC$34)),AU34,NA()))","v":{"$error":"#N/A"}},{"$f":"_xlfn.IFS(AV33=INDEX('Inputs & Outputs'!$G$44:$OP$44,MATCH(MIN('Inputs & Outputs'!$G$38:$OP$38),'Inputs & Outputs'!$G$38:$OP$38,0)),AV34,AV33<0.44,IF(AV34<MIN($G$34:AU34),AV34,NA()),AV33>INDEX('Inputs & Outputs'!$G$44:$OP$44,MATCH(MIN('Inputs & Outputs'!$G$38:$OP$38),'Inputs & Outputs'!$G$38:$OP$38,0)),IF(AV34<IF(MIN(AW34:$DC$34)=0,\"\",MIN(AW34:$DC$34)),AV34,NA()))","v":{"$error":"#N/A"}},{"$f":"_xlfn.IFS(AW33=INDEX('Inputs & Outputs'!$G$44:$OP$44,MATCH(MIN('Inputs & Outputs'!$G$38:$OP$38),'Inputs & Outputs'!$G$38:$OP$38,0)),AW34,AW33<0.44,IF(AW34<MIN($G$34:AV34),AW34,NA()),AW33>INDEX('Inputs & Outputs'!$G$44:$OP$44,MATCH(MIN('Inputs & Outputs'!$G$38:$OP$38),'Inputs & Outputs'!$G$38:$OP$38,0)),IF(AW34<IF(MIN(AX34:$DC$34)=0,\"\",MIN(AX34:$DC$34)),AW34,NA()))","v":{"$error":"#N/A"}},{"$f":"_xlfn.IFS(AX33=INDEX('Inputs & Outputs'!$G$44:$OP$44,MATCH(MIN('Inputs & Outputs'!$G$38:$OP$38),'Inputs & Outputs'!$G$38:$OP$38,0)),AX34,AX33<0.44,IF(AX34<MIN($G$34:AW34),AX34,NA()),AX33>INDEX('Inputs & Outputs'!$G$44:$OP$44,MATCH(MIN('Inputs & Outputs'!$G$38:$OP$38),'Inputs & Outputs'!$G$38:$OP$38,0)),IF(AX34<IF(MIN(AY34:$DC$34)=0,\"\",MIN(AY34:$DC$34)),AX34,NA()))","v":{"$error":"#N/A"}},{"$f":"_xlfn.IFS(AY33=INDEX('Inputs & Outputs'!$G$44:$OP$44,MATCH(MIN('Inputs & Outputs'!$G$38:$OP$38),'Inputs & Outputs'!$G$38:$OP$38,0)),AY34,AY33<0.44,IF(AY34<MIN($G$34:AX34),AY34,NA()),AY33>INDEX('Inputs & Outputs'!$G$44:$OP$44,MATCH(MIN('Inputs & Outputs'!$G$38:$OP$38),'Inputs & Outputs'!$G$38:$OP$38,0)),IF(AY34<IF(MIN(AZ34:$DC$34)=0,\"\",MIN(AZ34:$DC$34)),AY34,NA()))","v":93.489723057177798},{"$f":"_xlfn.IFS(AZ33=INDEX('Inputs & Outputs'!$G$44:$OP$44,MATCH(MIN('Inputs & Outputs'!$G$38:$OP$38),'Inputs & Outputs'!$G$38:$OP$38,0)),AZ34,AZ33<0.44,IF(AZ34<MIN($G$34:AY34),AZ34,NA()),AZ33>INDEX('Inputs & Outputs'!$G$44:$OP$44,MATCH(MIN('Inputs & Outputs'!$G$38:$OP$38),'Inputs & Outputs'!$G$38:$OP$38,0)),IF(AZ34<IF(MIN(BA34:$DC$34)=0,\"\",MIN(BA34:$DC$34)),AZ34,NA()))","v":{"$error":"#N/A"}},{"$f":"_xlfn.IFS(BA33=INDEX('Inputs & Outputs'!$G$44:$OP$44,MATCH(MIN('Inputs & Outputs'!$G$38:$OP$38),'Inputs & Outputs'!$G$38:$OP$38,0)),BA34,BA33<0.44,IF(BA34<MIN($G$34:AZ34),BA34,NA()),BA33>INDEX('Inputs & Outputs'!$G$44:$OP$44,MATCH(MIN('Inputs & Outputs'!$G$38:$OP$38),'Inputs & Outputs'!$G$38:$OP$38,0)),IF(BA34<IF(MIN(BB34:$DC$34)=0,\"\",MIN(BB34:$DC$34)),BA34,NA()))","v":{"$error":"#N/A"}},{"$f":"_xlfn.IFS(BB33=INDEX('Inputs & Outputs'!$G$44:$OP$44,MATCH(MIN('Inputs & Outputs'!$G$38:$OP$38),'Inputs & Outputs'!$G$38:$OP$38,0)),BB34,BB33<0.44,IF(BB34<MIN($G$34:BA34),BB34,NA()),BB33>INDEX('Inputs & Outputs'!$G$44:$OP$44,MATCH(MIN('Inputs & Outputs'!$G$38:$OP$38),'Inputs & Outputs'!$G$38:$OP$38,0)),IF(BB34<IF(MIN(BC34:$DC$34)=0,\"\",MIN(BC34:$DC$34)),BB34,NA()))","v":94.636279583926353},{"$f":"_xlfn.IFS(BC33=INDEX('Inputs & Outputs'!$G$44:$OP$44,MATCH(MIN('Inputs & Outputs'!$G$38:$OP$38),'Inputs & Outputs'!$G$38:$OP$38,0)),BC34,BC33<0.44,IF(BC34<MIN($G$34:BB34),BC34,NA()),BC33>INDEX('Inputs & Outputs'!$G$44:$OP$44,MATCH(MIN('Inputs & Outputs'!$G$38:$OP$38),'Inputs & Outputs'!$G$38:$OP$38,0)),IF(BC34<IF(MIN(BD34:$DC$34)=0,\"\",MIN(BD34:$DC$34)),BC34,NA()))","v":{"$error":"#N/A"}},{"$f":"_xlfn.IFS(BD33=INDEX('Inputs & Outputs'!$G$44:$OP$44,MATCH(MIN('Inputs & Outputs'!$G$38:$OP$38),'Inputs & Outputs'!$G$38:$OP$38,0)),BD34,BD33<0.44,IF(BD34<MIN($G$34:BC34),BD34,NA()),BD33>INDEX('Inputs & Outputs'!$G$44:$OP$44,MATCH(MIN('Inputs & Outputs'!$G$38:$OP$38),'Inputs & Outputs'!$G$38:$OP$38,0)),IF(BD34<IF(MIN(BE34:$DC$34)=0,\"\",MIN(BE34:$DC$34)),BD34,NA()))","v":{"$error":"#N/A"}},{"$f":"_xlfn.IFS(BE33=INDEX('Inputs & Outputs'!$G$44:$OP$44,MATCH(MIN('Inputs & Outputs'!$G$38:$OP$38),'Inputs & Outputs'!$G$38:$OP$38,0)),BE34,BE33<0.44,IF(BE34<MIN($G$34:BD34),BE34,NA()),BE33>INDEX('Inputs & Outputs'!$G$44:$OP$44,MATCH(MIN('Inputs & Outputs'!$G$38:$OP$38),'Inputs & Outputs'!$G$38:$OP$38,0)),IF(BE34<IF(MIN(BF34:$DC$34)=0,\"\",MIN(BF34:$DC$34)),BE34,NA()))","v":{"$error":"#N/A"}},{"$f":"_xlfn.IFS(BF33=INDEX('Inputs & Outputs'!$G$44:$OP$44,MATCH(MIN('Inputs & Outputs'!$G$38:$OP$38),'Inputs & Outputs'!$G$38:$OP$38,0)),BF34,BF33<0.44,IF(BF34<MIN($G$34:BE34),BF34,NA()),BF33>INDEX('Inputs & Outputs'!$G$44:$OP$44,MATCH(MIN('Inputs & Outputs'!$G$38:$OP$38),'Inputs & Outputs'!$G$38:$OP$38,0)),IF(BF34<IF(MIN(BG34:$DC$34)=0,\"\",MIN(BG34:$DC$34)),BF34,NA()))","v":{"$error":"#N/A"}},{"$f":"_xlfn.IFS(BG33=INDEX('Inputs & Outputs'!$G$44:$OP$44,MATCH(MIN('Inputs & Outputs'!$G$38:$OP$38),'Inputs & Outputs'!$G$38:$OP$38,0)),BG34,BG33<0.44,IF(BG34<MIN($G$34:BF34),BG34,NA()),BG33>INDEX('Inputs & Outputs'!$G$44:$OP$44,MATCH(MIN('Inputs & Outputs'!$G$38:$OP$38),'Inputs & Outputs'!$G$38:$OP$38,0)),IF(BG34<IF(MIN(BH34:$DC$34)=0,\"\",MIN(BH34:$DC$34)),BG34,NA()))","v":94.879699884575075},{"$f":"_xlfn.IFS(BH33=INDEX('Inputs & Outputs'!$G$44:$OP$44,MATCH(MIN('Inputs & Outputs'!$G$38:$OP$38),'Inputs & Outputs'!$G$38:$OP$38,0)),BH34,BH33<0.44,IF(BH34<MIN($G$34:BG34),BH34,NA()),BH33>INDEX('Inputs & Outputs'!$G$44:$OP$44,MATCH(MIN('Inputs & Outputs'!$G$38:$OP$38),'Inputs & Outputs'!$G$38:$OP$38,0)),IF(BH34<IF(MIN(BI34:$DC$34)=0,\"\",MIN(BI34:$DC$34)),BH34,NA()))","v":{"$error":"#N/A"}},{"$f":"_xlfn.IFS(BI33=INDEX('Inputs & Outputs'!$G$44:$OP$44,MATCH(MIN('Inputs & Outputs'!$G$38:$OP$38),'Inputs & Outputs'!$G$38:$OP$38,0)),BI34,BI33<0.44,IF(BI34<MIN($G$34:BH34),BI34,NA()),BI33>INDEX('Inputs & Outputs'!$G$44:$OP$44,MATCH(MIN('Inputs & Outputs'!$G$38:$OP$38),'Inputs & Outputs'!$G$38:$OP$38,0)),IF(BI34<IF(MIN(BJ34:$DC$34)=0,\"\",MIN(BJ34:$DC$34)),BI34,NA()))","v":{"$error":"#N/A"}},{"$f":"_xlfn.IFS(BJ33=INDEX('Inputs & Outputs'!$G$44:$OP$44,MATCH(MIN('Inputs & Outputs'!$G$38:$OP$38),'Inputs & Outputs'!$G$38:$OP$38,0)),BJ34,BJ33<0.44,IF(BJ34<MIN($G$34:BI34),BJ34,NA()),BJ33>INDEX('Inputs & Outputs'!$G$44:$OP$44,MATCH(MIN('Inputs & Outputs'!$G$38:$OP$38),'Inputs & Outputs'!$G$38:$OP$38,0)),IF(BJ34<IF(MIN(BK34:$DC$34)=0,\"\",MIN(BK34:$DC$34)),BJ34,NA()))","v":96.252411985221897},{"$f":"_xlfn.IFS(BK33=INDEX('Inputs & Outputs'!$G$44:$OP$44,MATCH(MIN('Inputs & Outputs'!$G$38:$OP$38),'Inputs & Outputs'!$G$38:$OP$38,0)),BK34,BK33<0.44,IF(BK34<MIN($G$34:BJ34),BK34,NA()),BK33>INDEX('Inputs & Outputs'!$G$44:$OP$44,MATCH(MIN('Inputs & Outputs'!$G$38:$OP$38),'Inputs & Outputs'!$G$38:$OP$38,0)),IF(BK34<IF(MIN(BL34:$DC$34)=0,\"\",MIN(BL34:$DC$34)),BK34,NA()))","v":{"$error":"#N/A"}},{"$f":"_xlfn.IFS(BL33=INDEX('Inputs & Outputs'!$G$44:$OP$44,MATCH(MIN('Inputs & Outputs'!$G$38:$OP$38),'Inputs & Outputs'!$G$38:$OP$38,0)),BL34,BL33<0.44,IF(BL34<MIN($G$34:BK34),BL34,NA()),BL33>INDEX('Inputs & Outputs'!$G$44:$OP$44,MATCH(MIN('Inputs & Outputs'!$G$38:$OP$38),'Inputs & Outputs'!$G$38:$OP$38,0)),IF(BL34<IF(MIN(BM34:$DC$34)=0,\"\",MIN(BM34:$DC$34)),BL34,NA()))","v":{"$error":"#N/A"}},{"$f":"_xlfn.IFS(BM33=INDEX('Inputs & Outputs'!$G$44:$OP$44,MATCH(MIN('Inputs & Outputs'!$G$38:$OP$38),'Inputs & Outputs'!$G$38:$OP$38,0)),BM34,BM33<0.44,IF(BM34<MIN($G$34:BL34),BM34,NA()),BM33>INDEX('Inputs & Outputs'!$G$44:$OP$44,MATCH(MIN('Inputs & Outputs'!$G$38:$OP$38),'Inputs & Outputs'!$G$38:$OP$38,0)),IF(BM34<IF(MIN(BN34:$DC$34)=0,\"\",MIN(BN34:$DC$34)),BM34,NA()))","v":{"$error":"#N/A"}},{"$f":"_xlfn.IFS(BN33=INDEX('Inputs & Outputs'!$G$44:$OP$44,MATCH(MIN('Inputs & Outputs'!$G$38:$OP$38),'Inputs & Outputs'!$G$38:$OP$38,0)),BN34,BN33<0.44,IF(BN34<MIN($G$34:BM34),BN34,NA()),BN33>INDEX('Inputs & Outputs'!$G$44:$OP$44,MATCH(MIN('Inputs & Outputs'!$G$38:$OP$38),'Inputs & Outputs'!$G$38:$OP$38,0)),IF(BN34<IF(MIN(BO34:$DC$34)=0,\"\",MIN(BO34:$DC$34)),BN34,NA()))","v":96.729874423022011},{"$f":"_xlfn.IFS(BO33=INDEX('Inputs & Outputs'!$G$44:$OP$44,MATCH(MIN('Inputs & Outputs'!$G$38:$OP$38),'Inputs & Outputs'!$G$38:$OP$38,0)),BO34,BO33<0.44,IF(BO34<MIN($G$34:BN34),BO34,NA()),BO33>INDEX('Inputs & Outputs'!$G$44:$OP$44,MATCH(MIN('Inputs & Outputs'!$G$38:$OP$38),'Inputs & Outputs'!$G$38:$OP$38,0)),IF(BO34<IF(MIN(BP34:$DC$34)=0,\"\",MIN(BP34:$DC$34)),BO34,NA()))","v":{"$error":"#N/A"}},{"$f":"_xlfn.IFS(BP33=INDEX('Inputs & Outputs'!$G$44:$OP$44,MATCH(MIN('Inputs & Outputs'!$G$38:$OP$38),'Inputs & Outputs'!$G$38:$OP$38,0)),BP34,BP33<0.44,IF(BP34<MIN($G$34:BO34),BP34,NA()),BP33>INDEX('Inputs & Outputs'!$G$44:$OP$44,MATCH(MIN('Inputs & Outputs'!$G$38:$OP$38),'Inputs & Outputs'!$G$38:$OP$38,0)),IF(BP34<IF(MIN(BQ34:$DC$34)=0,\"\",MIN(BQ34:$DC$34)),BP34,NA()))","v":{"$error":"#N/A"}},{"$f":"_xlfn.IFS(BQ33=INDEX('Inputs & Outputs'!$G$44:$OP$44,MATCH(MIN('Inputs & Outputs'!$G$38:$OP$38),'Inputs & Outputs'!$G$38:$OP$38,0)),BQ34,BQ33<0.44,IF(BQ34<MIN($G$34:BP34),BQ34,NA()),BQ33>INDEX('Inputs & Outputs'!$G$44:$OP$44,MATCH(MIN('Inputs & Outputs'!$G$38:$OP$38),'Inputs & Outputs'!$G$38:$OP$38,0)),IF(BQ34<IF(MIN(BR34:$DC$34)=0,\"\",MIN(BR34:$DC$34)),BQ34,NA()))","v":{"$error":"#N/A"}},{"$f":"_xlfn.IFS(BR33=INDEX('Inputs & Outputs'!$G$44:$OP$44,MATCH(MIN('Inputs & Outputs'!$G$38:$OP$38),'Inputs & Outputs'!$G$38:$OP$38,0)),BR34,BR33<0.44,IF(BR34<MIN($G$34:BQ34),BR34,NA()),BR33>INDEX('Inputs & Outputs'!$G$44:$OP$44,MATCH(MIN('Inputs & Outputs'!$G$38:$OP$38),'Inputs & Outputs'!$G$38:$OP$38,0)),IF(BR34<IF(MIN(BS34:$DC$34)=0,\"\",MIN(BS34:$DC$34)),BR34,NA()))","v":97.670959700838011},{"$f":"_xlfn.IFS(BS33=INDEX('Inputs & Outputs'!$G$44:$OP$44,MATCH(MIN('Inputs & Outputs'!$G$38:$OP$38),'Inputs & Outputs'!$G$38:$OP$38,0)),BS34,BS33<0.44,IF(BS34<MIN($G$34:BR34),BS34,NA()),BS33>INDEX('Inputs & Outputs'!$G$44:$OP$44,MATCH(MIN('Inputs & Outputs'!$G$38:$OP$38),'Inputs & Outputs'!$G$38:$OP$38,0)),IF(BS34<IF(MIN(BT34:$DC$34)=0,\"\",MIN(BT34:$DC$34)),BS34,NA()))","v":{"$error":"#N/A"}},{"$f":"_xlfn.IFS(BT33=INDEX('Inputs & Outputs'!$G$44:$OP$44,MATCH(MIN('Inputs & Outputs'!$G$38:$OP$38),'Inputs & Outputs'!$G$38:$OP$38,0)),BT34,BT33<0.44,IF(BT34<MIN($G$34:BS34),BT34,NA()),BT33>INDEX('Inputs & Outputs'!$G$44:$OP$44,MATCH(MIN('Inputs & Outputs'!$G$38:$OP$38),'Inputs & Outputs'!$G$38:$OP$38,0)),IF(BT34<IF(MIN(BU34:$DC$34)=0,\"\",MIN(BU34:$DC$34)),BT34,NA()))","v":{"$error":"#N/A"}},{"$f":"_xlfn.IFS(BU33=INDEX('Inputs & Outputs'!$G$44:$OP$44,MATCH(MIN('Inputs & Outputs'!$G$38:$OP$38),'Inputs & Outputs'!$G$38:$OP$38,0)),BU34,BU33<0.44,IF(BU34<MIN($G$34:BT34),BU34,NA()),BU33>INDEX('Inputs & Outputs'!$G$44:$OP$44,MATCH(MIN('Inputs & Outputs'!$G$38:$OP$38),'Inputs & Outputs'!$G$38:$OP$38,0)),IF(BU34<IF(MIN(BV34:$DC$34)=0,\"\",MIN(BV34:$DC$34)),BU34,NA()))","v":{"$error":"#N/A"}},{"$f":"_xlfn.IFS(BV33=INDEX('Inputs & Outputs'!$G$44:$OP$44,MATCH(MIN('Inputs & Outputs'!$G$38:$OP$38),'Inputs & Outputs'!$G$38:$OP$38,0)),BV34,BV33<0.44,IF(BV34<MIN($G$34:BU34),BV34,NA()),BV33>INDEX('Inputs & Outputs'!$G$44:$OP$44,MATCH(MIN('Inputs & Outputs'!$G$38:$OP$38),'Inputs & Outputs'!$G$38:$OP$38,0)),IF(BV34<IF(MIN(BW34:$DC$34)=0,\"\",MIN(BW34:$DC$34)),BV34,NA()))","v":98.817870890445647},{"$f":"_xlfn.IFS(BW33=INDEX('Inputs & Outputs'!$G$44:$OP$44,MATCH(MIN('Inputs & Outputs'!$G$38:$OP$38),'Inputs & Outputs'!$G$38:$OP$38,0)),BW34,BW33<0.44,IF(BW34<MIN($G$34:BV34),BW34,NA()),BW33>INDEX('Inputs & Outputs'!$G$44:$OP$44,MATCH(MIN('Inputs & Outputs'!$G$38:$OP$38),'Inputs & Outputs'!$G$38:$OP$38,0)),IF(BW34<IF(MIN(BX34:$DC$34)=0,\"\",MIN(BX34:$DC$34)),BW34,NA()))","v":{"$error":"#N/A"}},{"$f":"_xlfn.IFS(BX33=INDEX('Inputs & Outputs'!$G$44:$OP$44,MATCH(MIN('Inputs & Outputs'!$G$38:$OP$38),'Inputs & Outputs'!$G$38:$OP$38,0)),BX34,BX33<0.44,IF(BX34<MIN($G$34:BW34),BX34,NA()),BX33>INDEX('Inputs & Outputs'!$G$44:$OP$44,MATCH(MIN('Inputs & Outputs'!$G$38:$OP$38),'Inputs & Outputs'!$G$38:$OP$38,0)),IF(BX34<IF(MIN(BY34:$DC$34)=0,\"\",MIN(BY34:$DC$34)),BX34,NA()))","v":{"$error":"#N/A"}},{"$f":"_xlfn.IFS(BY33=INDEX('Inputs & Outputs'!$G$44:$OP$44,MATCH(MIN('Inputs & Outputs'!$G$38:$OP$38),'Inputs & Outputs'!$G$38:$OP$38,0)),BY34,BY33<0.44,IF(BY34<MIN($G$34:BX34),BY34,NA()),BY33>INDEX('Inputs & Outputs'!$G$44:$OP$44,MATCH(MIN('Inputs & Outputs'!$G$38:$OP$38),'Inputs & Outputs'!$G$38:$OP$38,0)),IF(BY34<IF(MIN(BZ34:$DC$34)=0,\"\",MIN(BZ34:$DC$34)),BY34,NA()))","v":{"$error":"#N/A"}},{"$f":"_xlfn.IFS(BZ33=INDEX('Inputs & Outputs'!$G$44:$OP$44,MATCH(MIN('Inputs & Outputs'!$G$38:$OP$38),'Inputs & Outputs'!$G$38:$OP$38,0)),BZ34,BZ33<0.44,IF(BZ34<MIN($G$34:BY34),BZ34,NA()),BZ33>INDEX('Inputs & Outputs'!$G$44:$OP$44,MATCH(MIN('Inputs & Outputs'!$G$38:$OP$38),'Inputs & Outputs'!$G$38:$OP$38,0)),IF(BZ34<IF(MIN(CA34:$DC$34)=0,\"\",MIN(CA34:$DC$34)),BZ34,NA()))","v":99.521031893448253},{"$f":"_xlfn.IFS(CA33=INDEX('Inputs & Outputs'!$G$44:$OP$44,MATCH(MIN('Inputs & Outputs'!$G$38:$OP$38),'Inputs & Outputs'!$G$38:$OP$38,0)),CA34,CA33<0.44,IF(CA34<MIN($G$34:BZ34),CA34,NA()),CA33>INDEX('Inputs & Outputs'!$G$44:$OP$44,MATCH(MIN('Inputs & Outputs'!$G$38:$OP$38),'Inputs & Outputs'!$G$38:$OP$38,0)),IF(CA34<IF(MIN(CB34:$DC$34)=0,\"\",MIN(CB34:$DC$34)),CA34,NA()))","v":{"$error":"#N/A"}},{"$f":"_xlfn.IFS(CB33=INDEX('Inputs & Outputs'!$G$44:$OP$44,MATCH(MIN('Inputs & Outputs'!$G$38:$OP$38),'Inputs & Outputs'!$G$38:$OP$38,0)),CB34,CB33<0.44,IF(CB34<MIN($G$34:CA34),CB34,NA()),CB33>INDEX('Inputs & Outputs'!$G$44:$OP$44,MATCH(MIN('Inputs & Outputs'!$G$38:$OP$38),'Inputs & Outputs'!$G$38:$OP$38,0)),IF(CB34<IF(MIN(CC34:$DC$34)=0,\"\",MIN(CC34:$DC$34)),CB34,NA()))","v":{"$error":"#N/A"}},{"$f":"_xlfn.IFS(CC33=INDEX('Inputs & Outputs'!$G$44:$OP$44,MATCH(MIN('Inputs & Outputs'!$G$38:$OP$38),'Inputs & Outputs'!$G$38:$OP$38,0)),CC34,CC33<0.44,IF(CC34<MIN($G$34:CB34),CC34,NA()),CC33>INDEX('Inputs & Outputs'!$G$44:$OP$44,MATCH(MIN('Inputs & Outputs'!$G$38:$OP$38),'Inputs & Outputs'!$G$38:$OP$38,0)),IF(CC34<IF(MIN(CD34:$DC$34)=0,\"\",MIN(CD34:$DC$34)),CC34,NA()))","v":{"$error":"#N/A"}},{"$f":"_xlfn.IFS(CD33=INDEX('Inputs & Outputs'!$G$44:$OP$44,MATCH(MIN('Inputs & Outputs'!$G$38:$OP$38),'Inputs & Outputs'!$G$38:$OP$38,0)),CD34,CD33<0.44,IF(CD34<MIN($G$34:CC34),CD34,NA()),CD33>INDEX('Inputs & Outputs'!$G$44:$OP$44,MATCH(MIN('Inputs & Outputs'!$G$38:$OP$38),'Inputs & Outputs'!$G$38:$OP$38,0)),IF(CD34<IF(MIN(CE34:$DC$34)=0,\"\",MIN(CE34:$DC$34)),CD34,NA()))","v":100.84042823415302},{"$f":"_xlfn.IFS(CE33=INDEX('Inputs & Outputs'!$G$44:$OP$44,MATCH(MIN('Inputs & Outputs'!$G$38:$OP$38),'Inputs & Outputs'!$G$38:$OP$38,0)),CE34,CE33<0.44,IF(CE34<MIN($G$34:CD34),CE34,NA()),CE33>INDEX('Inputs & Outputs'!$G$44:$OP$44,MATCH(MIN('Inputs & Outputs'!$G$38:$OP$38),'Inputs & Outputs'!$G$38:$OP$38,0)),IF(CE34<IF(MIN(CF34:$DC$34)=0,\"\",MIN(CF34:$DC$34)),CE34,NA()))","v":{"$error":"#N/A"}},{"$f":"_xlfn.IFS(CF33=INDEX('Inputs & Outputs'!$G$44:$OP$44,MATCH(MIN('Inputs & Outputs'!$G$38:$OP$38),'Inputs & Outputs'!$G$38:$OP$38,0)),CF34,CF33<0.44,IF(CF34<MIN($G$34:CE34),CF34,NA()),CF33>INDEX('Inputs & Outputs'!$G$44:$OP$44,MATCH(MIN('Inputs & Outputs'!$G$38:$OP$38),'Inputs & Outputs'!$G$38:$OP$38,0)),IF(CF34<IF(MIN(CG34:$DC$34)=0,\"\",MIN(CG34:$DC$34)),CF34,NA()))","v":{"$error":"#N/A"}},{"$f":"_xlfn.IFS(CG33=INDEX('Inputs & Outputs'!$G$44:$OP$44,MATCH(MIN('Inputs & Outputs'!$G$38:$OP$38),'Inputs & Outputs'!$G$38:$OP$38,0)),CG34,CG33<0.44,IF(CG34<MIN($G$34:CF34),CG34,NA()),CG33>INDEX('Inputs & Outputs'!$G$44:$OP$44,MATCH(MIN('Inputs & Outputs'!$G$38:$OP$38),'Inputs & Outputs'!$G$38:$OP$38,0)),IF(CG34<IF(MIN(CH34:$DC$34)=0,\"\",MIN(CH34:$DC$34)),CG34,NA()))","v":101.56913524513129},{"$f":"_xlfn.IFS(CH33=INDEX('Inputs & Outputs'!$G$44:$OP$44,MATCH(MIN('Inputs & Outputs'!$G$38:$OP$38),'Inputs & Outputs'!$G$38:$OP$38,0)),CH34,CH33<0.44,IF(CH34<MIN($G$34:CG34),CH34,NA()),CH33>INDEX('Inputs & Outputs'!$G$44:$OP$44,MATCH(MIN('Inputs & Outputs'!$G$38:$OP$38),'Inputs & Outputs'!$G$38:$OP$38,0)),IF(CH34<IF(MIN(CI34:$DC$34)=0,\"\",MIN(CI34:$DC$34)),CH34,NA()))","v":{"$error":"#N/A"}},{"$f":"_xlfn.IFS(CI33=INDEX('Inputs & Outputs'!$G$44:$OP$44,MATCH(MIN('Inputs & Outputs'!$G$38:$OP$38),'Inputs & Outputs'!$G$38:$OP$38,0)),CI34,CI33<0.44,IF(CI34<MIN($G$34:CH34),CI34,NA()),CI33>INDEX('Inputs & Outputs'!$G$44:$OP$44,MATCH(MIN('Inputs & Outputs'!$G$38:$OP$38),'Inputs & Outputs'!$G$38:$OP$38,0)),IF(CI34<IF(MIN(CJ34:$DC$34)=0,\"\",MIN(CJ34:$DC$34)),CI34,NA()))","v":{"$error":"#N/A"}},{"$f":"_xlfn.IFS(CJ33=INDEX('Inputs & Outputs'!$G$44:$OP$44,MATCH(MIN('Inputs & Outputs'!$G$38:$OP$38),'Inputs & Outputs'!$G$38:$OP$38,0)),CJ34,CJ33<0.44,IF(CJ34<MIN($G$34:CI34),CJ34,NA()),CJ33>INDEX('Inputs & Outputs'!$G$44:$OP$44,MATCH(MIN('Inputs & Outputs'!$G$38:$OP$38),'Inputs & Outputs'!$G$38:$OP$38,0)),IF(CJ34<IF(MIN(CK34:$DC$34)=0,\"\",MIN(CK34:$DC$34)),CJ34,NA()))","v":103.30116822210584},{"$f":"_xlfn.IFS(CK33=INDEX('Inputs & Outputs'!$G$44:$OP$44,MATCH(MIN('Inputs & Outputs'!$G$38:$OP$38),'Inputs & Outputs'!$G$38:$OP$38,0)),CK34,CK33<0.44,IF(CK34<MIN($G$34:CJ34),CK34,NA()),CK33>INDEX('Inputs & Outputs'!$G$44:$OP$44,MATCH(MIN('Inputs & Outputs'!$G$38:$OP$38),'Inputs & Outputs'!$G$38:$OP$38,0)),IF(CK34<IF(MIN(CL34:$DC$34)=0,\"\",MIN(CL34:$DC$34)),CK34,NA()))","v":106.02872534302605},{"$f":"_xlfn.IFS(CL33=INDEX('Inputs & Outputs'!$G$44:$OP$44,MATCH(MIN('Inputs & Outputs'!$G$38:$OP$38),'Inputs & Outputs'!$G$38:$OP$38,0)),CL34,CL33<0.44,IF(CL34<MIN($G$34:CK34),CL34,NA()),CL33>INDEX('Inputs & Outputs'!$G$44:$OP$44,MATCH(MIN('Inputs & Outputs'!$G$38:$OP$38),'Inputs & Outputs'!$G$38:$OP$38,0)),IF(CL34<IF(MIN(CM34:$DC$34)=0,\"\",MIN(CM34:$DC$34)),CL34,NA()))","v":106.53158545618453},{"$f":"_xlfn.IFS(CM33=INDEX('Inputs & Outputs'!$G$44:$OP$44,MATCH(MIN('Inputs & Outputs'!$G$38:$OP$38),'Inputs & Outputs'!$G$38:$OP$38,0)),CM34,CM33<0.44,IF(CM34<MIN($G$34:CL34),CM34,NA()),CM33>INDEX('Inputs & Outputs'!$G$44:$OP$44,MATCH(MIN('Inputs & Outputs'!$G$38:$OP$38),'Inputs & Outputs'!$G$38:$OP$38,0)),IF(CM34<IF(MIN(CN34:$DC$34)=0,\"\",MIN(CN34:$DC$34)),CM34,NA()))","v":{"$error":"#N/A"}},{"$f":"_xlfn.IFS(CN33=INDEX('Inputs & Outputs'!$G$44:$OP$44,MATCH(MIN('Inputs & Outputs'!$G$38:$OP$38),'Inputs & Outputs'!$G$38:$OP$38,0)),CN34,CN33<0.44,IF(CN34<MIN($G$34:CM34),CN34,NA()),CN33>INDEX('Inputs & Outputs'!$G$44:$OP$44,MATCH(MIN('Inputs & Outputs'!$G$38:$OP$38),'Inputs & Outputs'!$G$38:$OP$38,0)),IF(CN34<IF(MIN(CO34:$DC$34)=0,\"\",MIN(CO34:$DC$34)),CN34,NA()))","v":{"$error":"#N/A"}},{"$f":"_xlfn.IFS(CO33=INDEX('Inputs & Outputs'!$G$44:$OP$44,MATCH(MIN('Inputs & Outputs'!$G$38:$OP$38),'Inputs & Outputs'!$G$38:$OP$38,0)),CO34,CO33<0.44,IF(CO34<MIN($G$34:CN34),CO34,NA()),CO33>INDEX('Inputs & Outputs'!$G$44:$OP$44,MATCH(MIN('Inputs & Outputs'!$G$38:$OP$38),'Inputs & Outputs'!$G$38:$OP$38,0)),IF(CO34<IF(MIN(CP34:$DC$34)=0,\"\",MIN(CP34:$DC$34)),CO34,NA()))","v":{"$error":"#N/A"}},{"$f":"_xlfn.IFS(CP33=INDEX('Inputs & Outputs'!$G$44:$OP$44,MATCH(MIN('Inputs & Outputs'!$G$38:$OP$38),'Inputs & Outputs'!$G$38:$OP$38,0)),CP34,CP33<0.44,IF(CP34<MIN($G$34:CO34),CP34,NA()),CP33>INDEX('Inputs & Outputs'!$G$44:$OP$44,MATCH(MIN('Inputs & Outputs'!$G$38:$OP$38),'Inputs & Outputs'!$G$38:$OP$38,0)),IF(CP34<IF(MIN(CQ34:$DC$34)=0,\"\",MIN(CQ34:$DC$34)),CP34,NA()))","v":106.67076725762854},{"$f":"_xlfn.IFS(CQ33=INDEX('Inputs & Outputs'!$G$44:$OP$44,MATCH(MIN('Inputs & Outputs'!$G$38:$OP$38),'Inputs & Outputs'!$G$38:$OP$38,0)),CQ34,CQ33<0.44,IF(CQ34<MIN($G$34:CP34),CQ34,NA()),CQ33>INDEX('Inputs & Outputs'!$G$44:$OP$44,MATCH(MIN('Inputs & Outputs'!$G$38:$OP$38),'Inputs & Outputs'!$G$38:$OP$38,0)),IF(CQ34<IF(MIN(CR34:$DC$34)=0,\"\",MIN(CR34:$DC$34)),CQ34,NA()))","v":{"$error":"#N/A"}},{"$f":"_xlfn.IFS(CR33=INDEX('Inputs & Outputs'!$G$44:$OP$44,MATCH(MIN('Inputs & Outputs'!$G$38:$OP$38),'Inputs & Outputs'!$G$38:$OP$38,0)),CR34,CR33<0.44,IF(CR34<MIN($G$34:CQ34),CR34,NA()),CR33>INDEX('Inputs & Outputs'!$G$44:$OP$44,MATCH(MIN('Inputs & Outputs'!$G$38:$OP$38),'Inputs & Outputs'!$G$38:$OP$38,0)),IF(CR34<IF(MIN(CS34:$DC$34)=0,\"\",MIN(CS34:$DC$34)),CR34,NA()))","v":{"$error":"#N/A"}},{"$f":"_xlfn.IFS(CS33=INDEX('Inputs & Outputs'!$G$44:$OP$44,MATCH(MIN('Inputs & Outputs'!$G$38:$OP$38),'Inputs & Outputs'!$G$38:$OP$38,0)),CS34,CS33<0.44,IF(CS34<MIN($G$34:CR34),CS34,NA()),CS33>INDEX('Inputs & Outputs'!$G$44:$OP$44,MATCH(MIN('Inputs & Outputs'!$G$38:$OP$38),'Inputs & Outputs'!$G$38:$OP$38,0)),IF(CS34<IF(MIN(CT34:$DC$34)=0,\"\",MIN(CT34:$DC$34)),CS34,NA()))","v":109.09979095042672},{"$f":"_xlfn.IFS(CT33=INDEX('Inputs & Outputs'!$G$44:$OP$44,MATCH(MIN('Inputs & Outputs'!$G$38:$OP$38),'Inputs & Outputs'!$G$38:$OP$38,0)),CT34,CT33<0.44,IF(CT34<MIN($G$34:CS34),CT34,NA()),CT33>INDEX('Inputs & Outputs'!$G$44:$OP$44,MATCH(MIN('Inputs & Outputs'!$G$38:$OP$38),'Inputs & Outputs'!$G$38:$OP$38,0)),IF(CT34<IF(MIN(CU34:$DC$34)=0,\"\",MIN(CU34:$DC$34)),CT34,NA()))","v":111.54273604892069},{"$f":"_xlfn.IFS(CU33=INDEX('Inputs & Outputs'!$G$44:$OP$44,MATCH(MIN('Inputs & Outputs'!$G$38:$OP$38),'Inputs & Outputs'!$G$38:$OP$38,0)),CU34,CU33<0.44,IF(CU34<MIN($G$34:CT34),CU34,NA()),CU33>INDEX('Inputs & Outputs'!$G$44:$OP$44,MATCH(MIN('Inputs & Outputs'!$G$38:$OP$38),'Inputs & Outputs'!$G$38:$OP$38,0)),IF(CU34<IF(MIN(CV34:$DC$34)=0,\"\",MIN(CV34:$DC$34)),CU34,NA()))","v":114.47286501457938},{"$f":"_xlfn.IFS(CV33=INDEX('Inputs & Outputs'!$G$44:$OP$44,MATCH(MIN('Inputs & Outputs'!$G$38:$OP$38),'Inputs & Outputs'!$G$38:$OP$38,0)),CV34,CV33<0.44,IF(CV34<MIN($G$34:CU34),CV34,NA()),CV33>INDEX('Inputs & Outputs'!$G$44:$OP$44,MATCH(MIN('Inputs & Outputs'!$G$38:$OP$38),'Inputs & Outputs'!$G$38:$OP$38,0)),IF(CV34<IF(MIN(CW34:$DC$34)=0,\"\",MIN(CW34:$DC$34)),CV34,NA()))","v":114.90629303448259},{"$f":"_xlfn.IFS(CW33=INDEX('Inputs & Outputs'!$G$44:$OP$44,MATCH(MIN('Inputs & Outputs'!$G$38:$OP$38),'Inputs & Outputs'!$G$38:$OP$38,0)),CW34,CW33<0.44,IF(CW34<MIN($G$34:CV34),CW34,NA()),CW33>INDEX('Inputs & Outputs'!$G$44:$OP$44,MATCH(MIN('Inputs & Outputs'!$G$38:$OP$38),'Inputs & Outputs'!$G$38:$OP$38,0)),IF(CW34<IF(MIN(CX34:$DC$34)=0,\"\",MIN(CX34:$DC$34)),CW34,NA()))","v":117.67137492380471},{"$f":"_xlfn.IFS(CX33=INDEX('Inputs & Outputs'!$G$44:$OP$44,MATCH(MIN('Inputs & Outputs'!$G$38:$OP$38),'Inputs & Outputs'!$G$38:$OP$38,0)),CX34,CX33<0.44,IF(CX34<MIN($G$34:CW34),CX34,NA()),CX33>INDEX('Inputs & Outputs'!$G$44:$OP$44,MATCH(MIN('Inputs & Outputs'!$G$38:$OP$38),'Inputs & Outputs'!$G$38:$OP$38,0)),IF(CX34<IF(MIN(CY34:$DC$34)=0,\"\",MIN(CY34:$DC$34)),CX34,NA()))","v":120.8529683218444},{"$f":"_xlfn.IFS(CY33=INDEX('Inputs & Outputs'!$G$44:$OP$44,MATCH(MIN('Inputs & Outputs'!$G$38:$OP$38),'Inputs & Outputs'!$G$38:$OP$38,0)),CY34,CY33<0.44,IF(CY34<MIN($G$34:CX34),CY34,NA()),CY33>INDEX('Inputs & Outputs'!$G$44:$OP$44,MATCH(MIN('Inputs & Outputs'!$G$38:$OP$38),'Inputs & Outputs'!$G$38:$OP$38,0)),IF(CY34<IF(MIN(CZ34:$DC$34)=0,\"\",MIN(CZ34:$DC$34)),CY34,NA()))","v":124.23874582639201},{"$f":"_xlfn.IFS(CZ33=INDEX('Inputs & Outputs'!$G$44:$OP$44,MATCH(MIN('Inputs & Outputs'!$G$38:$OP$38),'Inputs & Outputs'!$G$38:$OP$38,0)),CZ34,CZ33<0.44,IF(CZ34<MIN($G$34:CY34),CZ34,NA()),CZ33>INDEX('Inputs & Outputs'!$G$44:$OP$44,MATCH(MIN('Inputs & Outputs'!$G$38:$OP$38),'Inputs & Outputs'!$G$38:$OP$38,0)),IF(CZ34<IF(MIN(DA34:$DC$34)=0,\"\",MIN(DA34:$DC$34)),CZ34,NA()))","v":128.03796230507487},{"$f":"_xlfn.IFS(DA33=INDEX('Inputs & Outputs'!$G$44:$OP$44,MATCH(MIN('Inputs & Outputs'!$G$38:$OP$38),'Inputs & Outputs'!$G$38:$OP$38,0)),DA34,DA33<0.44,IF(DA34<MIN($G$34:CZ34),DA34,NA()),DA33>INDEX('Inputs & Outputs'!$G$44:$OP$44,MATCH(MIN('Inputs & Outputs'!$G$38:$OP$38),'Inputs & Outputs'!$G$38:$OP$38,0)),IF(DA34<IF(MIN(DB34:$DC$34)=0,\"\",MIN(DB34:$DC$34)),DA34,NA()))","v":135.19525222135371},{"$f":"_xlfn.IFS(DB33=INDEX('Inputs & Outputs'!$G$44:$OP$44,MATCH(MIN('Inputs & Outputs'!$G$38:$OP$38),'Inputs & Outputs'!$G$38:$OP$38,0)),DB34,DB33<0.44,IF(DB34<MIN($G$34:DA34),DB34,NA()),DB33>INDEX('Inputs & Outputs'!$G$44:$OP$44,MATCH(MIN('Inputs & Outputs'!$G$38:$OP$38),'Inputs & Outputs'!$G$38:$OP$38,0)),IF(DB34<IF(MIN(DC34:$DC$34)=0,\"\",MIN(DC34:$DC$34)),DB34,NA()))","v":143.04651247168749},{"$f":"DC34","v":180.78831372695277}]
[null,null,{"$f":"'Inputs & Outputs'!C39","v":"Equity Capex"},null,null,{"$f":"'Inputs & Outputs'!F39","v":6.9920850568501498},{"$f":"INDEX('Inputs & Outputs'!$G39:$OP39,MATCH(G$35,'Inputs & Outputs'!$G$38:$OP$38,0))","v":9.227313533056865},{"$f":"INDEX('Inputs & Outputs'!$G39:$OP39,MATCH(H$35,'Inputs & Outputs'!$G$38:$OP$38,0))","v":{"$error":"#N/A"}},{"$f":"INDEX('Inputs & Outputs'!$G39:$OP39,MATCH(I$35,'Inputs & Outputs'!$G$38:$OP$38,0))","v":{"$error":"#N/A"}},{"$f":"INDEX('Inputs & Outputs'!$G39:$OP39,MATCH(J$35,'Inputs & Outputs'!$G$38:$OP$38,0))","v":{"$error":"#N/A"}},{"$f":"INDEX('Inputs & Outputs'!$G39:$OP39,MATCH(K$35,'Inputs & Outputs'!$G$38:$OP$38,0))","v":{"$error":"#N/A"}},{"$f":"INDEX('Inputs & Outputs'!$G39:$OP39,MATCH(L$35,'Inputs & Outputs'!$G$38:$OP$38,0))","v":{"$error":"#N/A"}},{"$f":"INDEX('Inputs & Outputs'!$G39:$OP39,MATCH(M$35,'Inputs & Outputs'!$G$38:$OP$38,0))","v":{"$error":"#N/A"}},{"$f":"INDEX('Inputs & Outputs'!$G39:$OP39,MATCH(N$35,'Inputs & Outputs'!$G$38:$OP$38,0))","v":{"$error":"#N/A"}},{"$f":"INDEX('Inputs & Outputs'!$G39:$OP39,MATCH(O$35,'Inputs & Outputs'!$G$38:$OP$38,0))","v":{"$error":"#N/A"}},{"$f":"INDEX('Inputs & Outputs'!$G39:$OP39,MATCH(P$35,'Inputs & Outputs'!$G$38:$OP$38,0))","v":{"$error":"#N/A"}},{"$f":"INDEX('Inputs & Outputs'!$G39:$OP39,MATCH(Q$35,'Inputs & Outputs'!$G$38:$OP$38,0))","v":{"$error":"#N/A"}},{"$f":"INDEX('Inputs & Outputs'!$G39:$OP39,MATCH(R$35,'Inputs & Outputs'!$G$38:$OP$38,0))","v":{"$error":"#N/A"}},{"$f":"INDEX('Inputs & Outputs'!$G39:$OP39,MATCH(S$35,'Inputs & Outputs'!$G$38:$OP$38,0))","v":10.90580445172432},{"$f":"INDEX('Inputs & Outputs'!$G39:$OP39,MATCH(T$35,'Inputs & Outputs'!$G$38:$OP$38,0))","v":{"$error":"#N/A"}},{"$f":"INDEX('Inputs & Outputs'!$G39:$OP39,MATCH(U$35,'Inputs & Outputs'!$G$38:$OP$38,0))","v":{"$error":"#N/A"}},{"$f":"INDEX('Inputs & Outputs'!$G39:$OP39,MATCH(V$35,'Inputs & Outputs'!$G$38:$OP$38,0))","v":{"$error":"#N/A"}},{"$f":"INDEX('Inputs & Outputs'!$G39:$OP39,MATCH(W$35,'Inputs & Outputs'!$G$38:$OP$38,0))","v":{"$error":"#N/A"}},{"$f":"INDEX('Inputs & Outputs'!$G39:$OP39,MATCH(X$35,'Inputs & Outputs'!$G$38:$OP$38,0))","v":{"$error":"#N/A"}},{"$f":"INDEX('Inputs & Outputs'!$G39:$OP39,MATCH(Y$35,'Inputs & Outputs'!$G$38:$OP$38,0))","v":{"$error":"#N/A"}},{"$f":"INDEX('Inputs & Outputs'!$G39:$OP39,MATCH(Z$35,'Inputs & Outputs'!$G$38:$OP$38,0))","v":{"$error":"#N/A"}},{"$f":"INDEX('Inputs & Outputs'!$G39:$OP39,MATCH(AA$35,'Inputs & Outputs'!$G$38:$OP$38,0))","v":{"$error":"#N/A"}},{"$f":"INDEX('Inputs & Outputs'!$G39:$OP39,MATCH(AB$35,'Inputs & Outputs'!$G$38:$OP$38,0))","v":{"$error":"#N/A"}},{"$f":"INDEX('Inputs & Outputs'!$G39:$OP39,MATCH(AC$35,'Inputs & Outputs'!$G$38:$OP$38,0))","v":{"$error":"#N/A"}},{"$f":"INDEX('Inputs & Outputs'!$G39:$OP39,MATCH(AD$35,'Inputs & Outputs'!$G$38:$OP$38,0))","v":{"$error":"#N/A"}},{"$f":"INDEX('Inputs & Outputs'!$G39:$OP39,MATCH(AE$35,'Inputs & Outputs'!$G$38:$OP$38,0))","v":12.477987200458255},{"$f":"INDEX('Inputs & Outputs'!$G39:$OP39,MATCH(AF$35,'Inputs & Outputs'!$G$38:$OP$38,0))","v":{"$error":"#N/A"}},{"$f":"INDEX('Inputs & Outputs'!$G39:$OP39,MATCH(AG$35,'Inputs & Outputs'!$G$38:$OP$38,0))","v":{"$error":"#N/A"}},{"$f":"INDEX('Inputs & Outputs'!$G39:$OP39,MATCH(AH$35,'Inputs & Outputs'!$G$38:$OP$38,0))","v":{"$error":"#N/A"}},{"$f":"INDEX('Inputs & Outputs'!$G39:$OP39,MATCH(AI$35,'Inputs & Outputs'!$G$38:$OP$38,0))","v":{"$error":"#N/A"}},{"$f":"INDEX('Inputs & Outputs'!$G39:$OP39,MATCH(AJ$35,'Inputs & Outputs'!$G$38:$OP$38,0))","v":{"$error":"#N/A"}},{"$f":"INDEX('Inputs & Outputs'!$G39:$OP39,MATCH(AK$35,'Inputs & Outputs'!$G$38:$OP$38,0))","v":{"$error":"#N/A"}},{"$f":"INDEX('Inputs & Outputs'!$G39:$OP39,MATCH(AL$35,'Inputs & Outputs'!$G$38:$OP$38,0))","v":{"$error":"#N/A"}},{"$f":"INDEX('Inputs & Outputs'!$G39:$OP39,MATCH(AM$35,'Inputs & Outputs'!$G$38:$OP$38,0))","v":{"$error":"#N/A"}},{"$f":"INDEX('Inputs & Outputs'!$G39:$OP39,MATCH(AN$35,'Inputs & Outputs'!$G$38:$OP$38,0))","v":{"$error":"#N/A"}},{"$f":"INDEX('Inputs & Outputs'!$G39:$OP39,MATCH(AO$35,'Inputs & Outputs'!$G$38:$OP$38,0))","v":13.946977173339693},{"$f":"INDEX('Inputs & Outputs'!$G39:$OP39,MATCH(AP$35,'Inputs & Outputs'!$G$38:$OP$38,0))","v":{"$error":"#N/A"}},{"$f":"INDEX('Inputs & Outputs'!$G39:$OP39,MATCH(AQ$35,'Inputs & Outputs'!$G$38:$OP$38,0))","v":{"$error":"#N/A"}},{"$f":"INDEX('Inputs & Outputs'!$G39:$OP39,MATCH(AR$35,'Inputs & Outputs'!$G$38:$OP$38,0))","v":{"$error":"#N/A"}},{"$f":"INDEX('Inputs & Outputs'!$G39:$OP39,MATCH(AS$35,'Inputs & Outputs'!$G$38:$OP$38,0))","v":{"$error":"#N/A"}},{"$f":"INDEX('Inputs & Outputs'!$G39:$OP39,MATCH(AT$35,'Inputs & Outputs'!$G$38:$OP$38,0))","v":15.390345697125378},{"$f":"INDEX('Inputs & Outputs'!$G39:$OP39,MATCH(AU$35,'Inputs & Outputs'!$G$38:$OP$38,0))","v":{"$error":"#N/A"}},{"$f":"INDEX('Inputs & Outputs'!$G39:$OP39,MATCH(AV$35,'Inputs & Outputs'!$G$38:$OP$38,0))","v":{"$error":"#N/A"}},{"$f":"INDEX('Inputs & Outputs'!$G39:$OP39,MATCH(AW$35,'Inputs & Outputs'!$G$38:$OP$38,0))","v":{"$error":"#N/A"}},{"$f":"INDEX('Inputs & Outputs'!$G39:$OP39,MATCH(AX$35,'Inputs & Outputs'!$G$38:$OP$38,0))","v":{"$error":"#N/A"}},{"$f":"INDEX('Inputs & Outputs'!$G39:$OP39,MATCH(AY$35,'Inputs & Outputs'!$G$38:$OP$38,0))","v":17.244322542869863},{"$f":"INDEX('Inputs & Outputs'!$G39:$OP39,MATCH(AZ$35,'Inputs & Outputs'!$G$38:$OP$38,0))","v":{"$error":"#N/A"}},{"$f":"INDEX('Inputs & Outputs'!$G39:$OP39,MATCH(BA$35,'Inputs & Outputs'!$G$38:$OP$38,0))","v":{"$error":"#N/A"}},{"$f":"INDEX('Inputs & Outputs'!$G39:$OP39,MATCH(BB$35,'Inputs & Outputs'!$G$38:$OP$38,0))","v":18.583272083448165},{"$f":"INDEX('Inputs & Outputs'!$G39:$OP39,MATCH(BC$35,'Inputs & Outputs'!$G$38:$OP$38,0))","v":{"$error":"#N/A"}},{"$f":"INDEX('Inputs & Outputs'!$G39:$OP39,MATCH(BD$35,'Inputs & Outputs'!$G$38:$OP$38,0))","v":{"$error":"#N/A"}},{"$f":"INDEX('Inputs & Outputs'!$G39:$OP39,MATCH(BE$35,'Inputs & Outputs'!$G$38:$OP$38,0))","v":{"$error":"#N/A"}},{"$f":"INDEX('Inputs & Outputs'!$G39:$OP39,MATCH(BF$35,'Inputs & Outputs'!$G$38:$OP$38,0))","v":{"$error":"#N/A"}},{"$f":"INDEX('Inputs & Outputs'!$G39:$OP39,MATCH(BG$35,'Inputs & Outputs'!$G$38:$OP$38,0))","v":20.2779397978031},{"$f":"INDEX('Inputs & Outputs'!$G39:$OP39,MATCH(BH$35,'Inputs & Outputs'!$G$38:$OP$38,0))","v":{"$error":"#N/A"}},{"$f":"INDEX('Inputs & Outputs'!$G39:$OP39,MATCH(BI$35,'Inputs & Outputs'!$G$38:$OP$38,0))","v":{"$error":"#N/A"}},{"$f":"INDEX('Inputs & Outputs'!$G39:$OP39,MATCH(BJ$35,'Inputs & Outputs'!$G$38:$OP$38,0))","v":21.938311877100933},{"$f":"INDEX('Inputs & Outputs'!$G39:$OP39,MATCH(BK$35,'Inputs & Outputs'!$G$38:$OP$38,0))","v":{"$error":"#N/A"}},{"$f":"INDEX('Inputs & Outputs'!$G39:$OP39,MATCH(BL$35,'Inputs & Outputs'!$G$38:$OP$38,0))","v":{"$error":"#N/A"}},{"$f":"INDEX('Inputs & Outputs'!$G39:$OP39,MATCH(BM$35,'Inputs & Outputs'!$G$38:$OP$38,0))","v":{"$error":"#N/A"}},{"$f":"INDEX('Inputs & Outputs'!$G39:$OP39,MATCH(BN$35,'Inputs & Outputs'!$G$38:$OP$38,0))","v":23.101246530113343},{"$f":"INDEX('Inputs & Outputs'!$G39:$OP39,MATCH(BO$35,'Inputs & Outputs'!$G$38:$OP$38,0))","v":{"$error":"#N/A"}},{"$f":"INDEX('Inputs & Outputs'!$G39:$OP39,MATCH(BP$35,'Inputs & Outputs'!$G$38:$OP$38,0))","v":{"$error":"#N/A"}},{"$f":"INDEX('Inputs & Outputs'!$G39:$OP39,MATCH(BQ$35,'Inputs & Outputs'!$G$38:$OP$38,0))","v":{"$error":"#N/A"}},{"$f":"INDEX('Inputs & Outputs'!$G39:$OP39,MATCH(BR$35,'Inputs & Outputs'!$G$38:$OP$38,0))","v":24.629728974655151},{"$f":"INDEX('Inputs & Outputs'!$G39:$OP39,MATCH(BS$35,'Inputs & Outputs'!$G$38:$OP$38,0))","v":{"$error":"#N/A"}},{"$f":"INDEX('Inputs & Outputs'!$G39:$OP39,MATCH(BT$35,'Inputs & Outputs'!$G$38:$OP$38,0))","v":{"$error":"#N/A"}},{"$f":"INDEX('Inputs & Outputs'!$G39:$OP39,MATCH(BU$35,'Inputs & Outputs'!$G$38:$OP$38,0))","v":{"$error":"#N/A"}},{"$f":"INDEX('Inputs & Outputs'!$G39:$OP39,MATCH(BV$35,'Inputs & Outputs'!$G$38:$OP$38,0))","v":25.751847052188946},{"$f":"INDEX('Inputs & Outputs'!$G39:$OP39,MATCH(BW$35,'Inputs & Outputs'!$G$38:$OP$38,0))","v":{"$error":"#N/A"}},{"$f":"INDEX('Inputs & Outputs'!$G39:$OP39,MATCH(BX$35,'Inputs & Outputs'!$G$38:$OP$38,0))","v":{"$error":"#N/A"}},{"$f":"INDEX('Inputs & Outputs'!$G39:$OP39,MATCH(BY$35,'Inputs & Outputs'!$G$38:$OP$38,0))","v":{"$error":"#N/A"}},{"$f":"INDEX('Inputs & Outputs'!$G39:$OP39,MATCH(BZ$35,'Inputs & Outputs'!$G$38:$OP$38,0))","v":27.174483402834227},{"$f":"INDEX('Inputs & Outputs'!$G39:$OP39,MATCH(CA$35,'Inputs & Outputs'!$G$38:$OP$38,0))","v":{"$error":"#N/A"}},{"$f":"INDEX('Inputs & Outputs'!$G39:$OP39,MATCH(CB$35,'Inputs & Outputs'!$G$38:$OP$38,0))","v":{"$error":"#N/A"}},{"$f":"INDEX('Inputs & Outputs'!$G39:$OP39,MATCH(CC$35,'Inputs & Outputs'!$G$38:$OP$38,0))","v":{"$error":"#N/A"}},{"$f":"INDEX('Inputs & Outputs'!$G39:$OP39,MATCH(CD$35,'Inputs & Outputs'!$G$38:$OP$38,0))","v":28.587119866776643},{"$f":"INDEX('Inputs & Outputs'!$G39:$OP39,MATCH(CE$35,'Inputs & Outputs'!$G$38:$OP$38,0))","v":{"$error":"#N/A"}},{"$f":"INDEX('Inputs & Outputs'!$G39:$OP39,MATCH(CF$35,'Inputs & Outputs'!$G$38:$OP$38,0))","v":{"$error":"#N/A"}},{"$f":"INDEX('Inputs & Outputs'!$G39:$OP39,MATCH(CG$35,'Inputs & Outputs'!$G$38:$OP$38,0))","v":29.591488638367661},{"$f":"INDEX('Inputs & Outputs'!$G39:$OP39,MATCH(CH$35,'Inputs & Outputs'!$G$38:$OP$38,0))","v":{"$error":"#N/A"}},{"$f":"INDEX('Inputs & Outputs'!$G39:$OP39,MATCH(CI$35,'Inputs & Outputs'!$G$38:$OP$38,0))","v":{"$error":"#N/A"}},{"$f":"INDEX('Inputs & Outputs'!$G39:$OP39,MATCH(CJ$35,'Inputs & Outputs'!$G$38:$OP$38,0))","v":30.974701726806774},{"$f":"INDEX('Inputs & Outputs'!$G39:$OP39,MATCH(CK$35,'Inputs & Outputs'!$G$38:$OP$38,0))","v":31.796949812565423},{"$f":"INDEX('Inputs & Outputs'!$G39:$OP39,MATCH(CL$35,'Inputs & Outputs'!$G$38:$OP$38,0))","v":32.466855781763549},{"$f":"INDEX('Inputs & Outputs'!$G39:$OP39,MATCH(CM$35,'Inputs & Outputs'!$G$38:$OP$38,0))","v":{"$error":"#N/A"}},{"$f":"INDEX('Inputs & Outputs'!$G39:$OP39,MATCH(CN$35,'Inputs & Outputs'!$G$38:$OP$38,0))","v":{"$error":"#N/A"}},{"$f":"INDEX('Inputs & Outputs'!$G39:$OP39,MATCH(CO$35,'Inputs & Outputs'!$G$38:$OP$38,0))","v":{"$error":"#N/A"}},{"$f":"INDEX('Inputs & Outputs'!$G39:$OP39,MATCH(CP$35,'Inputs & Outputs'!$G$38:$OP$38,0))","v":33.047890418436651},{"$f":"INDEX('Inputs & Outputs'!$G39:$OP39,MATCH(CQ$35,'Inputs & Outputs'!$G$38:$OP$38,0))","v":{"$error":"#N/A"}},{"$f":"INDEX('Inputs & Outputs'!$G39:$OP39,MATCH(CR$35,'Inputs & Outputs'!$G$38:$OP$38,0))","v":{"$error":"#N/A"}},{"$f":"INDEX('Inputs & Outputs'!$G39:$OP39,MATCH(CS$35,'Inputs & Outputs'!$G$38:$OP$38,0))","v":34.441561053627304},{"$f":"INDEX('Inputs & Outputs'!$G39:$OP39,MATCH(CT$35,'Inputs & Outputs'!$G$38:$OP$38,0))","v":35.530277874363435},{"$f":"INDEX('Inputs & Outputs'!$G39:$OP39,MATCH(CU$35,'Inputs & Outputs'!$G$38:$OP$38,0))","v":36.660219640794764},{"$f":"INDEX('Inputs & Outputs'!$G39:$OP39,MATCH(CV$35,'Inputs & Outputs'!$G$38:$OP$38,0))","v":36.994967204154996},{"$f":"INDEX('Inputs & Outputs'!$G39:$OP39,MATCH(CW$35,'Inputs & Outputs'!$G$38:$OP$38,0))","v":38.104670123283725},{"$f":"INDEX('Inputs & Outputs'!$G39:$OP39,MATCH(CX$35,'Inputs & Outputs'!$G$38:$OP$38,0))","v":39.258544825657978},{"$f":"INDEX('Inputs & Outputs'!$G39:$OP39,MATCH(CY$35,'Inputs & Outputs'!$G$38:$OP$38,0))","v":40.434351802488813},{"$f":"INDEX('Inputs & Outputs'!$G39:$OP39,MATCH(CZ$35,'Inputs & Outputs'!$G$38:$OP$38,0))","v":41.933595946794057},{"$f":"INDEX('Inputs & Outputs'!$G39:$OP39,MATCH(DA$35,'Inputs & Outputs'!$G$38:$OP$38,0))","v":44.319930736105164},{"$f":"INDEX('Inputs & Outputs'!$G39:$OP39,MATCH(DB$35,'Inputs & Outputs'!$G$38:$OP$38,0))","v":47.061933865977267},{"$f":"INDEX('Inputs & Outputs'!$G39:$OP39,MATCH(DC$35,'Inputs & Outputs'!$G$38:$OP$38,0))","v":60.067447820229511}]
[null,null,{"$f":"'Inputs & Outputs'!C40","v":"Debt Service"},null,null,{"$f":"'Inputs & Outputs'!F40","v":12.079809260783803},{"$f":"INDEX('Inputs & Outputs'!$G40:$OP40,MATCH(G$35,'Inputs & Outputs'!$G$38:$OP$38,0))","v":15.941480482931834},{"$f":"INDEX('Inputs & Outputs'!$G40:$OP40,MATCH(H$35,'Inputs & Outputs'!$G$38:$OP$38,0))","v":{"$error":"#N/A"}},{"$f":"INDEX('Inputs & Outputs'!$G40:$OP40,MATCH(I$35,'Inputs & Outputs'!$G$38:$OP$38,0))","v":{"$error":"#N/A"}},{"$f":"INDEX('Inputs & Outputs'!$G40:$OP40,MATCH(J$35,'Inputs & Outputs'!$G$38:$OP$38,0))","v":{"$error":"#N/A"}},{"$f":"INDEX('Inputs & Outputs'!$G40:$OP40,MATCH(K$35,'Inputs & Outputs'!$G$38:$OP$38,0))","v":{"$error":"#N/A"}},{"$f":"INDEX('Inputs & Outputs'!$G40:$OP40,MATCH(L$35,'Inputs & Outputs'!$G$38:$OP$38,0))","v":{"$error":"#N/A"}},{"$f":"INDEX('Inputs & Outputs'!$G40:$OP40,MATCH(M$35,'Inputs & Outputs'!$G$38:$OP$38,0))","v":{"$error":"#N/A"}},{"$f":"INDEX('Inputs & Outputs'!$G40:$OP40,MATCH(N$35,'Inputs & Outputs'!$G$38:$OP$38,0))","v":{"$error":"#N/A"}},{"$f":"INDEX('Inputs & Outputs'!$G40:$OP40,MATCH(O$35,'Inputs & Outputs'!$G$38:$OP$38,0))","v":{"$error":"#N/A"}},{"$f":"INDEX('Inputs & Outputs'!$G40:$OP40,MATCH(P$35,'Inputs & Outputs'!$G$38:$OP$38,0))","v":{"$error":"#N/A"}},{"$f":"INDEX('Inputs & Outputs'!$G40:$OP40,MATCH(Q$35,'Inputs & Outputs'!$G$38:$OP$38,0))","v":{"$error":"#N/A"}},{"$f":"INDEX('Inputs & Outputs'!$G40:$OP40,MATCH(R$35,'Inputs & Outputs'!$G$38:$OP$38,0))","v":{"$error":"#N/A"}},{"$f":"INDEX('Inputs & Outputs'!$G40:$OP40,MATCH(S$35,'Inputs & Outputs'!$G$38:$OP$38,0))","v":18.841309357810346},{"$f":"INDEX('Inputs & Outputs'!$G40:$OP40,MATCH(T$35,'Inputs & Outputs'!$G$38:$OP$38,0))","v":{"$error":"#N/A"}},{"$f":"INDEX('Inputs & Outputs'!$G40:$OP40,MATCH(U$35,'Inputs & Outputs'!$G$38:$OP$38,0))","v":{"$error":"#N/A"}},{"$f":"INDEX('Inputs & Outputs'!$G40:$OP40,MATCH(V$35,'Inputs & Outputs'!$G$38:$OP$38,0))","v":{"$error":"#N/A"}},{"$f":"INDEX('Inputs & Outputs'!$G40:$OP40,MATCH(W$35,'Inputs & Outputs'!$G$38:$OP$38,0))","v":{"$error":"#N/A"}},{"$f":"INDEX('Inputs & Outputs'!$G40:$OP40,MATCH(X$35,'Inputs & Outputs'!$G$38:$OP$38,0))","v":{"$error":"#N/A"}},{"$f":"INDEX('Inputs & Outputs'!$G40:$OP40,MATCH(Y$35,'Inputs & Outputs'!$G$38:$OP$38,0))","v":{"$error":"#N/A"}},{"$f":"INDEX('Inputs & Outputs'!$G40:$OP40,MATCH(Z$35,'Inputs & Outputs'!$G$38:$OP$38,0))","v":{"$error":"#N/A"}},{"$f":"INDEX('Inputs & Outputs'!$G40:$OP40,MATCH(AA$35,'Inputs & Outputs'!$G$38:$OP$38,0))","v":{"$error":"#N/A"}},{"$f":"INDEX('Inputs & Outputs'!$G40:$OP40,MATCH(AB$35,'Inputs & Outputs'!$G$38:$OP$38,0))","v":{"$error":"#N/A"}},{"$f":"INDEX('Inputs & Outputs'!$G40:$OP40,MATCH(AC$35,'Inputs & Outputs'!$G$38:$OP$38,0))","v":{"$error":"#N/A"}},{"$f":"INDEX('Inputs & Outputs'!$G40:$OP40,MATCH(AD$35,'Inputs & Outputs'!$G$38:$OP$38,0))","v":{"$error":"#N/A"}},{"$f":"INDEX('Inputs & Outputs'!$G40:$OP40,MATCH(AE$35,'Inputs & Outputs'!$G$38:$OP$38,0))","v":21.557475933786787},{"$f":"INDEX('Inputs & Outputs'!$G40:$OP40,MATCH(AF$35,'Inputs & Outputs'!$G$38:$OP$38,0))","v":{"$error":"#N/A"}},{"$f":"INDEX('Inputs & Outputs'!$G40:$OP40,MATCH(AG$35,'Inputs & Outputs'!$G$38:$OP$38,0))","v":{"$error":"#N/A"}},{"$f":"INDEX('Inputs & Outputs'!$G40:$OP40,MATCH(AH$35,'Inputs & Outputs'!$G$38:$OP$38,0))","v":{"$error":"#N/A"}},{"$f":"INDEX('Inputs & Outputs'!$G40:$OP40,MATCH(AI$35,'Inputs & Outputs'!$G$38:$OP$38,0))","v":{"$error":"#N/A"}},{"$f":"INDEX('Inputs & Outputs'!$G40:$OP40,MATCH(AJ$35,'Inputs & Outputs'!$G$38:$OP$38,0))","v":{"$error":"#N/A"}},{"$f":"INDEX('Inputs & Outputs'!$G40:$OP40,MATCH(AK$35,'Inputs & Outputs'!$G$38:$OP$38,0))","v":{"$error":"#N/A"}},{"$f":"INDEX('Inputs & Outputs'!$G40:$OP40,MATCH(AL$35,'Inputs & Outputs'!$G$38:$OP$38,0))","v":{"$error":"#N/A"}},{"$f":"INDEX('Inputs & Outputs'!$G40:$OP40,MATCH(AM$35,'Inputs & Outputs'!$G$38:$OP$38,0))","v":{"$error":"#N/A"}},{"$f":"INDEX('Inputs & Outputs'!$G40:$OP40,MATCH(AN$35,'Inputs & Outputs'!$G$38:$OP$38,0))","v":{"$error":"#N/A"}},{"$f":"INDEX('Inputs & Outputs'!$G40:$OP40,MATCH(AO$35,'Inputs & Outputs'!$G$38:$OP$38,0))","v":24.095362491820982},{"$f":"INDEX('Inputs & Outputs'!$G40:$OP40,MATCH(AP$35,'Inputs & Outputs'!$G$38:$OP$38,0))","v":{"$error":"#N/A"}},{"$f":"INDEX('Inputs & Outputs'!$G40:$OP40,MATCH(AQ$35,'Inputs & Outputs'!$G$38:$OP$38,0))","v":{"$error":"#N/A"}},{"$f":"INDEX('Inputs & Outputs'!$G40:$OP40,MATCH(AR$35,'Inputs & Outputs'!$G$38:$OP$38,0))","v":{"$error":"#N/A"}},{"$f":"INDEX('Inputs & Outputs'!$G40:$OP40,MATCH(AS$35,'Inputs & Outputs'!$G$38:$OP$38,0))","v":{"$error":"#N/A"}},{"$f":"INDEX('Inputs & Outputs'!$G40:$OP40,MATCH(AT$35,'Inputs & Outputs'!$G$38:$OP$38,0))","v":26.588984396959052},{"$f":"INDEX('Inputs & Outputs'!$G40:$OP40,MATCH(AU$35,'Inputs & Outputs'!$G$38:$OP$38,0))","v":{"$error":"#N/A"}},{"$f":"INDEX('Inputs & Outputs'!$G40:$OP40,MATCH(AV$35,'Inputs & Outputs'!$G$38:$OP$38,0))","v":{"$error":"#N/A"}},{"$f":"INDEX('Inputs & Outputs'!$G40:$OP40,MATCH(AW$35,'Inputs & Outputs'!$G$38:$OP$38,0))","v":{"$error":"#N/A"}},{"$f":"INDEX('Inputs & Outputs'!$G40:$OP40,MATCH(AX$35,'Inputs & Outputs'!$G$38:$OP$38,0))","v":{"$error":"#N/A"}},{"$f":"INDEX('Inputs & Outputs'!$G40:$OP40,MATCH(AY$35,'Inputs & Outputs'!$G$38:$OP$38,0))","v":29.791989865057854},{"$f":"INDEX('Inputs & Outputs'!$G40:$OP40,MATCH(AZ$35,'Inputs & Outputs'!$G$38:$OP$38,0))","v":{"$error":"#N/A"}},{"$f":"INDEX('Inputs & Outputs'!$G40:$OP40,MATCH(BA$35,'Inputs & Outputs'!$G$38:$OP$38,0))","v":{"$error":"#N/A"}},{"$f":"INDEX('Inputs & Outputs'!$G40:$OP40,MATCH(BB$35,'Inputs & Outputs'!$G$38:$OP$38,0))","v":32.10521330677701},{"$f":"INDEX('Inputs & Outputs'!$G40:$OP40,MATCH(BC$35,'Inputs & Outputs'!$G$38:$OP$38,0))","v":{"$error":"#N/A"}},{"$f":"INDEX('Inputs & Outputs'!$G40:$OP40,MATCH(BD$35,'Inputs & Outputs'!$G$38:$OP$38,0))","v":{"$error":"#N/A"}},{"$f":"INDEX('Inputs & Outputs'!$G40:$OP40,MATCH(BE$35,'Inputs & Outputs'!$G$38:$OP$38,0))","v":{"$error":"#N/A"}},{"$f":"INDEX('Inputs & Outputs'!$G40:$OP40,MATCH(BF$35,'Inputs & Outputs'!$G$38:$OP$38,0))","v":{"$error":"#N/A"}},{"$f":"INDEX('Inputs & Outputs'!$G40:$OP40,MATCH(BG$35,'Inputs & Outputs'!$G$38:$OP$38,0))","v":35.032989868899982},{"$f":"INDEX('Inputs & Outputs'!$G40:$OP40,MATCH(BH$35,'Inputs & Outputs'!$G$38:$OP$38,0))","v":{"$error":"#N/A"}},{"$f":"INDEX('Inputs & Outputs'!$G40:$OP40,MATCH(BI$35,'Inputs & Outputs'!$G$38:$OP$38,0))","v":{"$error":"#N/A"}},{"$f":"INDEX('Inputs & Outputs'!$G40:$OP40,MATCH(BJ$35,'Inputs & Outputs'!$G$38:$OP$38,0))","v":37.901515903233467},{"$f":"INDEX('Inputs & Outputs'!$G40:$OP40,MATCH(BK$35,'Inputs & Outputs'!$G$38:$OP$38,0))","v":{"$error":"#N/A"}},{"$f":"INDEX('Inputs & Outputs'!$G40:$OP40,MATCH(BL$35,'Inputs & Outputs'!$G$38:$OP$38,0))","v":{"$error":"#N/A"}},{"$f":"INDEX('Inputs & Outputs'!$G40:$OP40,MATCH(BM$35,'Inputs & Outputs'!$G$38:$OP$38,0))","v":{"$error":"#N/A"}},{"$f":"INDEX('Inputs & Outputs'!$G40:$OP40,MATCH(BN$35,'Inputs & Outputs'!$G$38:$OP$38,0))","v":39.910648898173633},{"$f":"INDEX('Inputs & Outputs'!$G40:$OP40,MATCH(BO$35,'Inputs & Outputs'!$G$38:$OP$38,0))","v":{"$error":"#N/A"}},{"$f":"INDEX('Inputs & Outputs'!$G40:$OP40,MATCH(BP$35,'Inputs & Outputs'!$G$38:$OP$38,0))","v":{"$error":"#N/A"}},{"$f":"INDEX('Inputs & Outputs'!$G40:$OP40,MATCH(BQ$35,'Inputs & Outputs'!$G$38:$OP$38,0))","v":{"$error":"#N/A"}},{"$f":"INDEX('Inputs & Outputs'!$G40:$OP40,MATCH(BR$35,'Inputs & Outputs'!$G$38:$OP$38,0))","v":42.551317059158393},{"$f":"INDEX('Inputs & Outputs'!$G40:$OP40,MATCH(BS$35,'Inputs & Outputs'!$G$38:$OP$38,0))","v":{"$error":"#N/A"}},{"$f":"INDEX('Inputs & Outputs'!$G40:$OP40,MATCH(BT$35,'Inputs & Outputs'!$G$38:$OP$38,0))","v":{"$error":"#N/A"}},{"$f":"INDEX('Inputs & Outputs'!$G40:$OP40,MATCH(BU$35,'Inputs & Outputs'!$G$38:$OP$38,0))","v":{"$error":"#N/A"}},{"$f":"INDEX('Inputs & Outputs'!$G40:$OP40,MATCH(BV$35,'Inputs & Outputs'!$G$38:$OP$38,0))","v":44.489933685597457},{"$f":"INDEX('Inputs & Outputs'!$G40:$OP40,MATCH(BW$35,'Inputs & Outputs'!$G$38:$OP$38,0))","v":{"$error":"#N/A"}},{"$f":"INDEX('Inputs & Outputs'!$G40:$OP40,MATCH(BX$35,'Inputs & Outputs'!$G$38:$OP$38,0))","v":{"$error":"#N/A"}},{"$f":"INDEX('Inputs & Outputs'!$G40:$OP40,MATCH(BY$35,'Inputs & Outputs'!$G$38:$OP$38,0))","v":{"$error":"#N/A"}},{"$f":"INDEX('Inputs & Outputs'!$G40:$OP40,MATCH(BZ$35,'Inputs & Outputs'!$G$38:$OP$38,0))","v":46.947737848951597},{"$f":"INDEX('Inputs & Outputs'!$G40:$OP40,MATCH(CA$35,'Inputs & Outputs'!$G$38:$OP$38,0))","v":{"$error":"#N/A"}},{"$f":"INDEX('Inputs & Outputs'!$G40:$OP40,MATCH(CB$35,'Inputs & Outputs'!$G$38:$OP$38,0))","v":{"$error":"#N/A"}},{"$f":"INDEX('Inputs & Outputs'!$G40:$OP40,MATCH(CC$35,'Inputs & Outputs'!$G$38:$OP$38,0))","v":{"$error":"#N/A"}},{"$f":"INDEX('Inputs & Outputs'!$G40:$OP40,MATCH(CD$35,'Inputs & Outputs'!$G$38:$OP$38,0))","v":49.388265803132342},{"$f":"INDEX('Inputs & Outputs'!$G40:$OP40,MATCH(CE$35,'Inputs & Outputs'!$G$38:$OP$38,0))","v":{"$error":"#N/A"}},{"$f":"INDEX('Inputs & Outputs'!$G40:$OP40,MATCH(CF$35,'Inputs & Outputs'!$G$38:$OP$38,0))","v":{"$error":"#N/A"}},{"$f":"INDEX('Inputs & Outputs'!$G40:$OP40,MATCH(CG$35,'Inputs & Outputs'!$G$38:$OP$38,0))","v":51.123453960836606},{"$f":"INDEX('Inputs & Outputs'!$G40:$OP40,MATCH(CH$35,'Inputs & Outputs'!$G$38:$OP$38,0))","v":{"$error":"#N/A"}},{"$f":"INDEX('Inputs & Outputs'!$G40:$OP40,MATCH(CI$35,'Inputs & Outputs'!$G$38:$OP$38,0))","v":{"$error":"#N/A"}},{"$f":"INDEX('Inputs & Outputs'!$G40:$OP40,MATCH(CJ$35,'Inputs & Outputs'!$G$38:$OP$38,0))","v":53.513148900115723},{"$f":"INDEX('Inputs & Outputs'!$G40:$OP40,MATCH(CK$35,'Inputs & Outputs'!$G$38:$OP$38,0))","v":54.933697986725917},{"$f":"INDEX('Inputs & Outputs'!$G40:$OP40,MATCH(CL$35,'Inputs & Outputs'!$G$38:$OP$38,0))","v":56.091054664280307},{"$f":"INDEX('Inputs & Outputs'!$G40:$OP40,MATCH(CM$35,'Inputs & Outputs'!$G$38:$OP$38,0))","v":{"$error":"#N/A"}},{"$f":"INDEX('Inputs & Outputs'!$G40:$OP40,MATCH(CN$35,'Inputs & Outputs'!$G$38:$OP$38,0))","v":{"$error":"#N/A"}},{"$f":"INDEX('Inputs & Outputs'!$G40:$OP40,MATCH(CO$35,'Inputs & Outputs'!$G$38:$OP$38,0))","v":{"$error":"#N/A"}},{"$f":"INDEX('Inputs & Outputs'!$G40:$OP40,MATCH(CP$35,'Inputs & Outputs'!$G$38:$OP$38,0))","v":57.094873629274687},{"$f":"INDEX('Inputs & Outputs'!$G40:$OP40,MATCH(CQ$35,'Inputs & Outputs'!$G$38:$OP$38,0))","v":{"$error":"#N/A"}},{"$f":"INDEX('Inputs & Outputs'!$G40:$OP40,MATCH(CR$35,'Inputs & Outputs'!$G$38:$OP$38,0))","v":{"$error":"#N/A"}},{"$f":"INDEX('Inputs & Outputs'!$G40:$OP40,MATCH(CS$35,'Inputs & Outputs'!$G$38:$OP$38,0))","v":59.502635449758394},{"$f":"INDEX('Inputs & Outputs'!$G40:$OP40,MATCH(CT$35,'Inputs & Outputs'!$G$38:$OP$38,0))","v":61.383546712503268},{"$f":"INDEX('Inputs & Outputs'!$G40:$OP40,MATCH(CU$35,'Inputs & Outputs'!$G$38:$OP$38,0))","v":63.33567986067073},{"$f":"INDEX('Inputs & Outputs'!$G40:$OP40,MATCH(CV$35,'Inputs & Outputs'!$G$38:$OP$38,0))","v":63.914003305398005},{"$f":"INDEX('Inputs & Outputs'!$G40:$OP40,MATCH(CW$35,'Inputs & Outputs'!$G$38:$OP$38,0))","v":65.831171001474161},{"$f":"INDEX('Inputs & Outputs'!$G40:$OP40,MATCH(CX$35,'Inputs & Outputs'!$G$38:$OP$38,0))","v":67.824651658845298},{"$f":"INDEX('Inputs & Outputs'!$G40:$OP40,MATCH(CY$35,'Inputs & Outputs'!$G$38:$OP$38,0))","v":69.856023401627553},{"$f":"INDEX('Inputs & Outputs'!$G40:$OP40,MATCH(CZ$35,'Inputs & Outputs'!$G$38:$OP$38,0))","v":72.446178291235427},{"$f":"INDEX('Inputs & Outputs'!$G40:$OP40,MATCH(DA$35,'Inputs & Outputs'!$G$38:$OP$38,0))","v":76.568906898349468},{"$f":"INDEX('Inputs & Outputs'!$G40:$OP40,MATCH(DB$35,'Inputs & Outputs'!$G$38:$OP$38,0))","v":81.306102531986227},{"$f":"INDEX('Inputs & Outputs'!$G40:$OP40,MATCH(DC$35,'Inputs & Outputs'!$G$38:$OP$38,0))","v":103.77495504571731}]
[null,null,{"$f":"'Inputs & Outputs'!C41","v":"Variable O&M Cost"},null,null,{"$f":"'Inputs & Outputs'!F41","v":5.7969808149959885},{"$f":"INDEX('Inputs & Outputs'!$G41:$OP41,MATCH(G$35,'Inputs & Outputs'!$G$38:$OP$38,0))","v":28.975160135007179},{"$f":"INDEX('Inputs & Outputs'!$G41:$OP41,MATCH(H$35,'Inputs & Outputs'!$G$38:$OP$38,0))","v":{"$error":"#N/A"}},{"$f":"INDEX('Inputs & Outputs'!$G41:$OP41,MATCH(I$35,'Inputs & Outputs'!$G$38:$OP$38,0))","v":{"$error":"#N/A"}},{"$f":"INDEX('Inputs & Outputs'!$G41:$OP41,MATCH(J$35,'Inputs & Outputs'!$G$38:$OP$38,0))","v":{"$error":"#N/A"}},{"$f":"INDEX('Inputs & Outputs'!$G41:$OP41,MATCH(K$35,'Inputs & Outputs'!$G$38:$OP$38,0))","v":{"$error":"#N/A"}},{"$f":"INDEX('Inputs & Outputs'!$G41:$OP41,MATCH(L$35,'Inputs & Outputs'!$G$38:$OP$38,0))","v":{"$error":"#N/A"}},{"$f":"INDEX('Inputs & Outputs'!$G41:$OP41,MATCH(M$35,'Inputs & Outputs'!$G$38:$OP$38,0))","v":{"$error":"#N/A"}},{"$f":"INDEX('Inputs & Outputs'!$G41:$OP41,MATCH(N$35,'Inputs & Outputs'!$G$38:$OP$38,0))","v":{"$error":"#N/A"}},{"$f":"INDEX('Inputs & Outputs'!$G41:$OP41,MATCH(O$35,'Inputs & Outputs'!$G$38:$OP$38,0))","v":{"$error":"#N/A"}},{"$f":"INDEX('Inputs & Outputs'!$G41:$OP41,MATCH(P$35,'Inputs & Outputs'!$G$38:$OP$38,0))","v":{"$error":"#N/A"}},{"$f":"INDEX('Inputs & Outputs'!$G41:$OP41,MATCH(Q$35,'Inputs & Outputs'!$G$38:$OP$38,0))","v":{"$error":"#N/A"}},{"$f":"INDEX('Inputs & Outputs'!$G41:$OP41,MATCH(R$35,'Inputs & Outputs'!$G$38:$OP$38,0))","v":{"$error":"#N/A"}},{"$f":"INDEX('Inputs & Outputs'!$G41:$OP41,MATCH(S$35,'Inputs & Outputs'!$G$38:$OP$38,0))","v":24.89705931475487},{"$f":"INDEX('Inputs & Outputs'!$G41:$OP41,MATCH(T$35,'Inputs & Outputs'!$G$38:$OP$38,0))","v":{"$error":"#N/A"}},{"$f":"INDEX('Inputs & Outputs'!$G41:$OP41,MATCH(U$35,'Inputs & Outputs'!$G$38:$OP$38,0))","v":{"$error":"#N/A"}},{"$f":"INDEX('Inputs & Outputs'!$G41:$OP41,MATCH(V$35,'Inputs & Outputs'!$G$38:$OP$38,0))","v":{"$error":"#N/A"}},{"$f":"INDEX('Inputs & Outputs'!$G41:$OP41,MATCH(W$35,'Inputs & Outputs'!$G$38:$OP$38,0))","v":{"$error":"#N/A"}},{"$f":"INDEX('Inputs & Outputs'!$G41:$OP41,MATCH(X$35,'Inputs & Outputs'!$G$38:$OP$38,0))","v":{"$error":"#N/A"}},{"$f":"INDEX('Inputs & Outputs'!$G41:$OP41,MATCH(Y$35,'Inputs & Outputs'!$G$38:$OP$38,0))","v":{"$error":"#N/A"}},{"$f":"INDEX('Inputs & Outputs'!$G41:$OP41,MATCH(Z$35,'Inputs & Outputs'!$G$38:$OP$38,0))","v":{"$error":"#N/A"}},{"$f":"INDEX('Inputs & Outputs'!$G41:$OP41,MATCH(AA$35,'Inputs & Outputs'!$G$38:$OP$38,0))","v":{"$error":"#N/A"}},{"$f":"INDEX('Inputs & Outputs'!$G41:$OP41,MATCH(AB$35,'Inputs & Outputs'!$G$38:$OP$38,0))","v":{"$error":"#N/A"}},{"$f":"INDEX('Inputs & Outputs'!$G41:$OP41,MATCH(AC$35,'Inputs & Outputs'!$G$38:$OP$38,0))","v":{"$error":"#N/A"}},{"$f":"INDEX('Inputs & Outputs'!$G41:$OP41,MATCH(AD$35,'Inputs & Outputs'!$G$38:$OP$38,0))","v":{"$error":"#N/A"}},{"$f":"INDEX('Inputs & Outputs'!$G41:$OP41,MATCH(AE$35,'Inputs & Outputs'!$G$38:$OP$38,0))","v":20.936323773498163},{"$f":"INDEX('Inputs & Outputs'!$G41:$OP41,MATCH(AF$35,'Inputs & Outputs'!$G$38:$OP$38,0))","v":{"$error":"#N/A"}},{"$f":"INDEX('Inputs & Outputs'!$G41:$OP41,MATCH(AG$35,'Inputs & Outputs'!$G$38:$OP$38,0))","v":{"$error":"#N/A"}},{"$f":"INDEX('Inputs & Outputs'!$G41:$OP41,MATCH(AH$35,'Inputs & Outputs'!$G$38:$OP$38,0))","v":{"$error":"#N/A"}},{"$f":"INDEX('Inputs & Outputs'!$G41:$OP41,MATCH(AI$35,'Inputs & Outputs'!$G$38:$OP$38,0))","v":{"$error":"#N/A"}},{"$f":"INDEX('Inputs & Outputs'!$G41:$OP41,MATCH(AJ$35,'Inputs & Outputs'!$G$38:$OP$38,0))","v":{"$error":"#N/A"}},{"$f":"INDEX('Inputs & Outputs'!$G41:$OP41,MATCH(AK$35,'Inputs & Outputs'!$G$38:$OP$38,0))","v":{"$error":"#N/A"}},{"$f":"INDEX('Inputs & Outputs'!$G41:$OP41,MATCH(AL$35,'Inputs & Outputs'!$G$38:$OP$38,0))","v":{"$error":"#N/A"}},{"$f":"INDEX('Inputs & Outputs'!$G41:$OP41,MATCH(AM$35,'Inputs & Outputs'!$G$38:$OP$38,0))","v":{"$error":"#N/A"}},{"$f":"INDEX('Inputs & Outputs'!$G41:$OP41,MATCH(AN$35,'Inputs & Outputs'!$G$38:$OP$38,0))","v":{"$error":"#N/A"}},{"$f":"INDEX('Inputs & Outputs'!$G41:$OP41,MATCH(AO$35,'Inputs & Outputs'!$G$38:$OP$38,0))","v":17.520285781054699},{"$f":"INDEX('Inputs & Outputs'!$G41:$OP41,MATCH(AP$35,'Inputs & Outputs'!$G$38:$OP$38,0))","v":{"$error":"#N/A"}},{"$f":"INDEX('Inputs & Outputs'!$G41:$OP41,MATCH(AQ$35,'Inputs & Outputs'!$G$38:$OP$38,0))","v":{"$error":"#N/A"}},{"$f":"INDEX('Inputs & Outputs'!$G41:$OP41,MATCH(AR$35,'Inputs & Outputs'!$G$38:$OP$38,0))","v":{"$error":"#N/A"}},{"$f":"INDEX('Inputs & Outputs'!$G41:$OP41,MATCH(AS$35,'Inputs & Outputs'!$G$38:$OP$38,0))","v":{"$error":"#N/A"}},{"$f":"INDEX('Inputs & Outputs'!$G41:$OP41,MATCH(AT$35,'Inputs & Outputs'!$G$38:$OP$38,0))","v":15.89556708360394},{"$f":"INDEX('Inputs & Outputs'!$G41:$OP41,MATCH(AU$35,'Inputs & Outputs'!$G$38:$OP$38,0))","v":{"$error":"#N/A"}},{"$f":"INDEX('Inputs & Outputs'!$G41:$OP41,MATCH(AV$35,'Inputs & Outputs'!$G$38:$OP$38,0))","v":{"$error":"#N/A"}},{"$f":"INDEX('Inputs & Outputs'!$G41:$OP41,MATCH(AW$35,'Inputs & Outputs'!$G$38:$OP$38,0))","v":{"$error":"#N/A"}},{"$f":"INDEX('Inputs & Outputs'!$G41:$OP41,MATCH(AX$35,'Inputs & Outputs'!$G$38:$OP$38,0))","v":{"$error":"#N/A"}},{"$f":"INDEX('Inputs & Outputs'!$G41:$OP41,MATCH(AY$35,'Inputs & Outputs'!$G$38:$OP$38,0))","v":14.130265533477459},{"$f":"INDEX('Inputs & Outputs'!$G41:$OP41,MATCH(AZ$35,'Inputs & Outputs'!$G$38:$OP$38,0))","v":{"$error":"#N/A"}},{"$f":"INDEX('Inputs & Outputs'!$G41:$OP41,MATCH(BA$35,'Inputs & Outputs'!$G$38:$OP$38,0))","v":{"$error":"#N/A"}},{"$f":"INDEX('Inputs & Outputs'!$G41:$OP41,MATCH(BB$35,'Inputs & Outputs'!$G$38:$OP$38,0))","v":13.035537853817811},{"$f":"INDEX('Inputs & Outputs'!$G41:$OP41,MATCH(BC$35,'Inputs & Outputs'!$G$38:$OP$38,0))","v":{"$error":"#N/A"}},{"$f":"INDEX('Inputs & Outputs'!$G41:$OP41,MATCH(BD$35,'Inputs & Outputs'!$G$38:$OP$38,0))","v":{"$error":"#N/A"}},{"$f":"INDEX('Inputs & Outputs'!$G41:$OP41,MATCH(BE$35,'Inputs & Outputs'!$G$38:$OP$38,0))","v":{"$error":"#N/A"}},{"$f":"INDEX('Inputs & Outputs'!$G41:$OP41,MATCH(BF$35,'Inputs & Outputs'!$G$38:$OP$38,0))","v":{"$error":"#N/A"}},{"$f":"INDEX('Inputs & Outputs'!$G41:$OP41,MATCH(BG$35,'Inputs & Outputs'!$G$38:$OP$38,0))","v":11.465033557956593},{"$f":"INDEX('Inputs & Outputs'!$G41:$OP41,MATCH(BH$35,'Inputs & Outputs'!$G$38:$OP$38,0))","v":{"$error":"#N/A"}},{"$f":"INDEX('Inputs & Outputs'!$G41:$OP41,MATCH(BI$35,'Inputs & Outputs'!$G$38:$OP$38,0))","v":{"$error":"#N/A"}},{"$f":"INDEX('Inputs & Outputs'!$G41:$OP41,MATCH(BJ$35,'Inputs & Outputs'!$G$38:$OP$38,0))","v":10.319177676928405},{"$f":"INDEX('Inputs & Outputs'!$G41:$OP41,MATCH(BK$35,'Inputs & Outputs'!$G$38:$OP$38,0))","v":{"$error":"#N/A"}},{"$f":"INDEX('Inputs & Outputs'!$G41:$OP41,MATCH(BL$35,'Inputs & Outputs'!$G$38:$OP$38,0))","v":{"$error":"#N/A"}},{"$f":"INDEX('Inputs & Outputs'!$G41:$OP41,MATCH(BM$35,'Inputs & Outputs'!$G$38:$OP$38,0))","v":{"$error":"#N/A"}},{"$f":"INDEX('Inputs & Outputs'!$G41:$OP41,MATCH(BN$35,'Inputs & Outputs'!$G$38:$OP$38,0))","v":9.1774429960960795},{"$f":"INDEX('Inputs & Outputs'!$G41:$OP41,MATCH(BO$35,'Inputs & Outputs'!$G$38:$OP$38,0))","v":{"$error":"#N/A"}},{"$f":"INDEX('Inputs & Outputs'!$G41:$OP41,MATCH(BP$35,'Inputs & Outputs'!$G$38:$OP$38,0))","v":{"$error":"#N/A"}},{"$f":"INDEX('Inputs & Outputs'!$G41:$OP41,MATCH(BQ$35,'Inputs & Outputs'!$G$38:$OP$38,0))","v":{"$error":"#N/A"}},{"$f":"INDEX('Inputs & Outputs'!$G41:$OP41,MATCH(BR$35,'Inputs & Outputs'!$G$38:$OP$38,0))","v":8.0136539465639025},{"$f":"INDEX('Inputs & Outputs'!$G41:$OP41,MATCH(BS$35,'Inputs & Outputs'!$G$38:$OP$38,0))","v":{"$error":"#N/A"}},{"$f":"INDEX('Inputs & Outputs'!$G41:$OP41,MATCH(BT$35,'Inputs & Outputs'!$G$38:$OP$38,0))","v":{"$error":"#N/A"}},{"$f":"INDEX('Inputs & Outputs'!$G41:$OP41,MATCH(BU$35,'Inputs & Outputs'!$G$38:$OP$38,0))","v":{"$error":"#N/A"}},{"$f":"INDEX('Inputs & Outputs'!$G41:$OP41,MATCH(BV$35,'Inputs & Outputs'!$G$38:$OP$38,0))","v":7.1510297866308541},{"$f":"INDEX('Inputs & Outputs'!$G41:$OP41,MATCH(BW$35,'Inputs & Outputs'!$G$38:$OP$38,0))","v":{"$error":"#N/A"}},{"$f":"INDEX('Inputs & Outputs'!$G41:$OP41,MATCH(BX$35,'Inputs & Outputs'!$G$38:$OP$38,0))","v":{"$error":"#N/A"}},{"$f":"INDEX('Inputs & Outputs'!$G41:$OP41,MATCH(BY$35,'Inputs & Outputs'!$G$38:$OP$38,0))","v":{"$error":"#N/A"}},{"$f":"INDEX('Inputs & Outputs'!$G41:$OP41,MATCH(BZ$35,'Inputs & Outputs'!$G$38:$OP$38,0))","v":6.0104460500239814},{"$f":"INDEX('Inputs & Outputs'!$G41:$OP41,MATCH(CA$35,'Inputs & Outputs'!$G$38:$OP$38,0))","v":{"$error":"#N/A"}},{"$f":"INDEX('Inputs & Outputs'!$G41:$OP41,MATCH(CB$35,'Inputs & Outputs'!$G$38:$OP$38,0))","v":{"$error":"#N/A"}},{"$f":"INDEX('Inputs & Outputs'!$G41:$OP41,MATCH(CC$35,'Inputs & Outputs'!$G$38:$OP$38,0))","v":{"$error":"#N/A"}},{"$f":"INDEX('Inputs & Outputs'!$G41:$OP41,MATCH(CD$35,'Inputs & Outputs'!$G$38:$OP$38,0))","v":5.091623739060136},{"$f":"INDEX('Inputs & Outputs'!$G41:$OP41,MATCH(CE$35,'Inputs & Outputs'!$G$38:$OP$38,0))","v":{"$error":"#N/A"}},{"$f":"INDEX('Inputs & Outputs'!$G41:$OP41,MATCH(CF$35,'Inputs & Outputs'!$G$38:$OP$38,0))","v":{"$error":"#N/A"}},{"$f":"INDEX('Inputs & Outputs'!$G41:$OP41,MATCH(CG$35,'Inputs & Outputs'!$G$38:$OP$38,0))","v":4.2086790468669824},{"$f":"INDEX('Inputs & Outputs'!$G41:$OP41,MATCH(CH$35,'Inputs & Outputs'!$G$38:$OP$38,0))","v":{"$error":"#N/A"}},{"$f":"INDEX('Inputs & Outputs'!$G41:$OP41,MATCH(CI$35,'Inputs & Outputs'!$G$38:$OP$38,0))","v":{"$error":"#N/A"}},{"$f":"INDEX('Inputs & Outputs'!$G41:$OP41,MATCH(CJ$35,'Inputs & Outputs'!$G$38:$OP$38,0))","v":3.4636272046019738},{"$f":"INDEX('Inputs & Outputs'!$G41:$OP41,MATCH(CK$35,'Inputs & Outputs'!$G$38:$OP$38,0))","v":3.2903725384854288},{"$f":"INDEX('Inputs & Outputs'!$G41:$OP41,MATCH(CL$35,'Inputs & Outputs'!$G$38:$OP$38,0))","v":3.1261968059776271},{"$f":"INDEX('Inputs & Outputs'!$G41:$OP41,MATCH(CM$35,'Inputs & Outputs'!$G$38:$OP$38,0))","v":{"$error":"#N/A"}},{"$f":"INDEX('Inputs & Outputs'!$G41:$OP41,MATCH(CN$35,'Inputs & Outputs'!$G$38:$OP$38,0))","v":{"$error":"#N/A"}},{"$f":"INDEX('Inputs & Outputs'!$G41:$OP41,MATCH(CO$35,'Inputs & Outputs'!$G$38:$OP$38,0))","v":{"$error":"#N/A"}},{"$f":"INDEX('Inputs & Outputs'!$G41:$OP41,MATCH(CP$35,'Inputs & Outputs'!$G$38:$OP$38,0))","v":2.3044845762870092},{"$f":"INDEX('Inputs & Outputs'!$G41:$OP41,MATCH(CQ$35,'Inputs & Outputs'!$G$38:$OP$38,0))","v":{"$error":"#N/A"}},{"$f":"INDEX('Inputs & Outputs'!$G41:$OP41,MATCH(CR$35,'Inputs & Outputs'!$G$38:$OP$38,0))","v":{"$error":"#N/A"}},{"$f":"INDEX('Inputs & Outputs'!$G41:$OP41,MATCH(CS$35,'Inputs & Outputs'!$G$38:$OP$38,0))","v":1.7910448146058933},{"$f":"INDEX('Inputs & Outputs'!$G41:$OP41,MATCH(CT$35,'Inputs & Outputs'!$G$38:$OP$38,0))","v":1.4238262605368728},{"$f":"INDEX('Inputs & Outputs'!$G41:$OP41,MATCH(CU$35,'Inputs & Outputs'!$G$38:$OP$38,0))","v":1.1843196543299581},{"$f":"INDEX('Inputs & Outputs'!$G41:$OP41,MATCH(CV$35,'Inputs & Outputs'!$G$38:$OP$38,0))","v":1.1589544684114734},{"$f":"INDEX('Inputs & Outputs'!$G41:$OP41,MATCH(CW$35,'Inputs & Outputs'!$G$38:$OP$38,0))","v":0.88349182194081077},{"$f":"INDEX('Inputs & Outputs'!$G41:$OP41,MATCH(CX$35,'Inputs & Outputs'!$G$38:$OP$38,0))","v":0.70779116908533835},{"$f":"INDEX('Inputs & Outputs'!$G41:$OP41,MATCH(CY$35,'Inputs & Outputs'!$G$38:$OP$38,0))","v":0.58086771503425538},{"$f":"INDEX('Inputs & Outputs'!$G41:$OP41,MATCH(CZ$35,'Inputs & Outputs'!$G$38:$OP$38,0))","v":0.4289045656015667},{"$f":"INDEX('Inputs & Outputs'!$G41:$OP41,MATCH(DA$35,'Inputs & Outputs'!$G$38:$OP$38,0))","v":0.2747341346846614},{"$f":"INDEX('Inputs & Outputs'!$G41:$OP41,MATCH(DB$35,'Inputs & Outputs'!$G$38:$OP$38,0))","v":0.15700105680973767},{"$f":"INDEX('Inputs & Outputs'!$G41:$OP41,MATCH(DC$35,'Inputs & Outputs'!$G$38:$OP$38,0))","v":2.964210871389364E-3}]
[null,null,{"$f":"'Inputs & Outputs'!C42","v":"Fixed O&M Cost"},null,null,{"$f":"'Inputs & Outputs'!F42","v":3.4113511531169336},{"$f":"INDEX('Inputs & Outputs'!$G42:$OP42,MATCH(G$35,'Inputs & Outputs'!$G$38:$OP$38,0))","v":3.0587647642520421},{"$f":"INDEX('Inputs & Outputs'!$G42:$OP42,MATCH(H$35,'Inputs & Outputs'!$G$38:$OP$38,0))","v":{"$error":"#N/A"}},{"$f":"INDEX('Inputs & Outputs'!$G42:$OP42,MATCH(I$35,'Inputs & Outputs'!$G$38:$OP$38,0))","v":{"$error":"#N/A"}},{"$f":"INDEX('Inputs & Outputs'!$G42:$OP42,MATCH(J$35,'Inputs & Outputs'!$G$38:$OP$38,0))","v":{"$error":"#N/A"}},{"$f":"INDEX('Inputs & Outputs'!$G42:$OP42,MATCH(K$35,'Inputs & Outputs'!$G$38:$OP$38,0))","v":{"$error":"#N/A"}},{"$f":"INDEX('Inputs & Outputs'!$G42:$OP42,MATCH(L$35,'Inputs & Outputs'!$G$38:$OP$38,0))","v":{"$error":"#N/A"}},{"$f":"INDEX('Inputs & Outputs'!$G42:$OP42,MATCH(M$35,'Inputs & Outputs'!$G$38:$OP$38,0))","v":{"$error":"#N/A"}},{"$f":"INDEX('Inputs & Outputs'!$G42:$OP42,MATCH(N$35,'Inputs & Outputs'!$G$38:$OP$38,0))","v":{"$error":"#N/A"}},{"$f":"INDEX('Inputs & Outputs'!$G42:$OP42,MATCH(O$35,'Inputs & Outputs'!$G$38:$OP$38,0))","v":{"$error":"#N/A"}},{"$f":"INDEX('Inputs & Outputs'!$G42:$OP42,MATCH(P$35,'Inputs & Outputs'!$G$38:$OP$38,0))","v":{"$error":"#N/A"}},{"$f":"INDEX('Inputs & Outputs'!$G42:$OP42,MATCH(Q$35,'Inputs & Outputs'!$G$38:$OP$38,0))","v":{"$error":"#N/A"}},{"$f":"INDEX('Inputs & Outputs'!$G42:$OP42,MATCH(R$35,'Inputs & Outputs'!$G$38:$OP$38,0))","v":{"$error":"#N/A"}},{"$f":"INDEX('Inputs & Outputs'!$G42:$OP42,MATCH(S$35,'Inputs & Outputs'!$G$38:$OP$38,0))","v":3.8280152555193592},{"$f":"INDEX('Inputs & Outputs'!$G42:$OP42,MATCH(T$35,'Inputs & Outputs'!$G$38:$OP$38,0))","v":{"$error":"#N/A"}},{"$f":"INDEX('Inputs & Outputs'!$G42:$OP42,MATCH(U$35,'Inputs & Outputs'!$G$38:$OP$38,0))","v":{"$error":"#N/A"}},{"$f":"INDEX('Inputs & Outputs'!$G42:$OP42,MATCH(V$35,'Inputs & Outputs'!$G$38:$OP$38,0))","v":{"$error":"#N/A"}},{"$f":"INDEX('Inputs & Outputs'!$G42:$OP42,MATCH(W$35,'Inputs & Outputs'!$G$38:$OP$38,0))","v":{"$error":"#N/A"}},{"$f":"INDEX('Inputs & Outputs'!$G42:$OP42,MATCH(X$35,'Inputs & Outputs'!$G$38:$OP$38,0))","v":{"$error":"#N/A"}},{"$f":"INDEX('Inputs & Outputs'!$G42:$OP42,MATCH(Y$35,'Inputs & Outputs'!$G$38:$OP$38,0))","v":{"$error":"#N/A"}},{"$f":"INDEX('Inputs & Outputs'!$G42:$OP42,MATCH(Z$35,'Inputs & Outputs'!$G$38:$OP$38,0))","v":{"$error":"#N/A"}},{"$f":"INDEX('Inputs & Outputs'!$G42:$OP42,MATCH(AA$35,'Inputs & Outputs'!$G$38:$OP$38,0))","v":{"$error":"#N/A"}},{"$f":"INDEX('Inputs & Outputs'!$G42:$OP42,MATCH(AB$35,'Inputs & Outputs'!$G$38:$OP$38,0))","v":{"$error":"#N/A"}},{"$f":"INDEX('Inputs & Outputs'!$G42:$OP42,MATCH(AC$35,'Inputs & Outputs'!$G$38:$OP$38,0))","v":{"$error":"#N/A"}},{"$f":"INDEX('Inputs & Outputs'!$G42:$OP42,MATCH(AD$35,'Inputs & Outputs'!$G$38:$OP$38,0))","v":{"$error":"#N/A"}},{"$f":"INDEX('Inputs & Outputs'!$G42:$OP42,MATCH(AE$35,'Inputs & Outputs'!$G$38:$OP$38,0))","v":4.5517532775182259},{"$f":"INDEX('Inputs & Outputs'!$G42:$OP42,MATCH(AF$35,'Inputs & Outputs'!$G$38:$OP$38,0))","v":{"$error":"#N/A"}},{"$f":"INDEX('Inputs & Outputs'!$G42:$OP42,MATCH(AG$35,'Inputs & Outputs'!$G$38:$OP$38,0))","v":{"$error":"#N/A"}},{"$f":"INDEX('Inputs & Outputs'!$G42:$OP42,MATCH(AH$35,'Inputs & Outputs'!$G$38:$OP$38,0))","v":{"$error":"#N/A"}},{"$f":"INDEX('Inputs & Outputs'!$G42:$OP42,MATCH(AI$35,'Inputs & Outputs'!$G$38:$OP$38,0))","v":{"$error":"#N/A"}},{"$f":"INDEX('Inputs & Outputs'!$G42:$OP42,MATCH(AJ$35,'Inputs & Outputs'!$G$38:$OP$38,0))","v":{"$error":"#N/A"}},{"$f":"INDEX('Inputs & Outputs'!$G42:$OP42,MATCH(AK$35,'Inputs & Outputs'!$G$38:$OP$38,0))","v":{"$error":"#N/A"}},{"$f":"INDEX('Inputs & Outputs'!$G42:$OP42,MATCH(AL$35,'Inputs & Outputs'!$G$38:$OP$38,0))","v":{"$error":"#N/A"}},{"$f":"INDEX('Inputs & Outputs'!$G42:$OP42,MATCH(AM$35,'Inputs & Outputs'!$G$38:$OP$38,0))","v":{"$error":"#N/A"}},{"$f":"INDEX('Inputs & Outputs'!$G42:$OP42,MATCH(AN$35,'Inputs & Outputs'!$G$38:$OP$38,0))","v":{"$error":"#N/A"}},{"$f":"INDEX('Inputs & Outputs'!$G42:$OP42,MATCH(AO$35,'Inputs & Outputs'!$G$38:$OP$38,0))","v":5.2304706035828028},{"$f":"INDEX('Inputs & Outputs'!$G42:$OP42,MATCH(AP$35,'Inputs & Outputs'!$G$38:$OP$38,0))","v":{"$error":"#N/A"}},{"$f":"INDEX('Inputs & Outputs'!$G42:$OP42,MATCH(AQ$35,'Inputs & Outputs'!$G$38:$OP$38,0))","v":{"$error":"#N/A"}},{"$f":"INDEX('Inputs & Outputs'!$G42:$OP42,MATCH(AR$35,'Inputs & Outputs'!$G$38:$OP$38,0))","v":{"$error":"#N/A"}},{"$f":"INDEX('Inputs & Outputs'!$G42:$OP42,MATCH(AS$35,'Inputs & Outputs'!$G$38:$OP$38,0))","v":{"$error":"#N/A"}},{"$f":"INDEX('Inputs & Outputs'!$G42:$OP42,MATCH(AT$35,'Inputs & Outputs'!$G$38:$OP$38,0))","v":5.8935773623357939},{"$f":"INDEX('Inputs & Outputs'!$G42:$OP42,MATCH(AU$35,'Inputs & Outputs'!$G$38:$OP$38,0))","v":{"$error":"#N/A"}},{"$f":"INDEX('Inputs & Outputs'!$G42:$OP42,MATCH(AV$35,'Inputs & Outputs'!$G$38:$OP$38,0))","v":{"$error":"#N/A"}},{"$f":"INDEX('Inputs & Outputs'!$G42:$OP42,MATCH(AW$35,'Inputs & Outputs'!$G$38:$OP$38,0))","v":{"$error":"#N/A"}},{"$f":"INDEX('Inputs & Outputs'!$G42:$OP42,MATCH(AX$35,'Inputs & Outputs'!$G$38:$OP$38,0))","v":{"$error":"#N/A"}},{"$f":"INDEX('Inputs & Outputs'!$G42:$OP42,MATCH(AY$35,'Inputs & Outputs'!$G$38:$OP$38,0))","v":6.0228683084099828},{"$f":"INDEX('Inputs & Outputs'!$G42:$OP42,MATCH(AZ$35,'Inputs & Outputs'!$G$38:$OP$38,0))","v":{"$error":"#N/A"}},{"$f":"INDEX('Inputs & Outputs'!$G42:$OP42,MATCH(BA$35,'Inputs & Outputs'!$G$38:$OP$38,0))","v":{"$error":"#N/A"}},{"$f":"INDEX('Inputs & Outputs'!$G42:$OP42,MATCH(BB$35,'Inputs & Outputs'!$G$38:$OP$38,0))","v":6.649520895339263},{"$f":"INDEX('Inputs & Outputs'!$G42:$OP42,MATCH(BC$35,'Inputs & Outputs'!$G$38:$OP$38,0))","v":{"$error":"#N/A"}},{"$f":"INDEX('Inputs & Outputs'!$G42:$OP42,MATCH(BD$35,'Inputs & Outputs'!$G$38:$OP$38,0))","v":{"$error":"#N/A"}},{"$f":"INDEX('Inputs & Outputs'!$G42:$OP42,MATCH(BE$35,'Inputs & Outputs'!$G$38:$OP$38,0))","v":{"$error":"#N/A"}},{"$f":"INDEX('Inputs & Outputs'!$G42:$OP42,MATCH(BF$35,'Inputs & Outputs'!$G$38:$OP$38,0))","v":{"$error":"#N/A"}},{"$f":"INDEX('Inputs & Outputs'!$G42:$OP42,MATCH(BG$35,'Inputs & Outputs'!$G$38:$OP$38,0))","v":6.7565287428906098},{"$f":"INDEX('Inputs & Outputs'!$G42:$OP42,MATCH(BH$35,'Inputs & Outputs'!$G$38:$OP$38,0))","v":{"$error":"#N/A"}},{"$f":"INDEX('Inputs & Outputs'!$G42:$OP42,MATCH(BI$35,'Inputs & Outputs'!$G$38:$OP$38,0))","v":{"$error":"#N/A"}},{"$f":"INDEX('Inputs & Outputs'!$G42:$OP42,MATCH(BJ$35,'Inputs & Outputs'!$G$38:$OP$38,0))","v":6.8748548303601966},{"$f":"INDEX('Inputs & Outputs'!$G42:$OP42,MATCH(BK$35,'Inputs & Outputs'!$G$38:$OP$38,0))","v":{"$error":"#N/A"}},{"$f":"INDEX('Inputs & Outputs'!$G42:$OP42,MATCH(BL$35,'Inputs & Outputs'!$G$38:$OP$38,0))","v":{"$error":"#N/A"}},{"$f":"INDEX('Inputs & Outputs'!$G42:$OP42,MATCH(BM$35,'Inputs & Outputs'!$G$38:$OP$38,0))","v":{"$error":"#N/A"}},{"$f":"INDEX('Inputs & Outputs'!$G42:$OP42,MATCH(BN$35,'Inputs & Outputs'!$G$38:$OP$38,0))","v":7.4435180580162088},{"$f":"INDEX('Inputs & Outputs'!$G42:$OP42,MATCH(BO$35,'Inputs & Outputs'!$G$38:$OP$38,0))","v":{"$error":"#N/A"}},{"$f":"INDEX('Inputs & Outputs'!$G42:$OP42,MATCH(BP$35,'Inputs & Outputs'!$G$38:$OP$38,0))","v":{"$error":"#N/A"}},{"$f":"INDEX('Inputs & Outputs'!$G42:$OP42,MATCH(BQ$35,'Inputs & Outputs'!$G$38:$OP$38,0))","v":{"$error":"#N/A"}},{"$f":"INDEX('Inputs & Outputs'!$G42:$OP42,MATCH(BR$35,'Inputs & Outputs'!$G$38:$OP$38,0))","v":7.5411501819937659},{"$f":"INDEX('Inputs & Outputs'!$G42:$OP42,MATCH(BS$35,'Inputs & Outputs'!$G$38:$OP$38,0))","v":{"$error":"#N/A"}},{"$f":"INDEX('Inputs & Outputs'!$G42:$OP42,MATCH(BT$35,'Inputs & Outputs'!$G$38:$OP$38,0))","v":{"$error":"#N/A"}},{"$f":"INDEX('Inputs & Outputs'!$G42:$OP42,MATCH(BU$35,'Inputs & Outputs'!$G$38:$OP$38,0))","v":{"$error":"#N/A"}},{"$f":"INDEX('Inputs & Outputs'!$G42:$OP42,MATCH(BV$35,'Inputs & Outputs'!$G$38:$OP$38,0))","v":8.0920407341039624},{"$f":"INDEX('Inputs & Outputs'!$G42:$OP42,MATCH(BW$35,'Inputs & Outputs'!$G$38:$OP$38,0))","v":{"$error":"#N/A"}},{"$f":"INDEX('Inputs & Outputs'!$G42:$OP42,MATCH(BX$35,'Inputs & Outputs'!$G$38:$OP$38,0))","v":{"$error":"#N/A"}},{"$f":"INDEX('Inputs & Outputs'!$G42:$OP42,MATCH(BY$35,'Inputs & Outputs'!$G$38:$OP$38,0))","v":{"$error":"#N/A"}},{"$f":"INDEX('Inputs & Outputs'!$G42:$OP42,MATCH(BZ$35,'Inputs & Outputs'!$G$38:$OP$38,0))","v":8.1744072222286341},{"$f":"INDEX('Inputs & Outputs'!$G42:$OP42,MATCH(CA$35,'Inputs & Outputs'!$G$38:$OP$38,0))","v":{"$error":"#N/A"}},{"$f":"INDEX('Inputs & Outputs'!$G42:$OP42,MATCH(CB$35,'Inputs & Outputs'!$G$38:$OP$38,0))","v":{"$error":"#N/A"}},{"$f":"INDEX('Inputs & Outputs'!$G42:$OP42,MATCH(CC$35,'Inputs & Outputs'!$G$38:$OP$38,0))","v":{"$error":"#N/A"}},{"$f":"INDEX('Inputs & Outputs'!$G42:$OP42,MATCH(CD$35,'Inputs & Outputs'!$G$38:$OP$38,0))","v":8.2677856270665941},{"$f":"INDEX('Inputs & Outputs'!$G42:$OP42,MATCH(CE$35,'Inputs & Outputs'!$G$38:$OP$38,0))","v":{"$error":"#N/A"}},{"$f":"INDEX('Inputs & Outputs'!$G42:$OP42,MATCH(CF$35,'Inputs & Outputs'!$G$38:$OP$38,0))","v":{"$error":"#N/A"}},{"$f":"INDEX('Inputs & Outputs'!$G42:$OP42,MATCH(CG$35,'Inputs & Outputs'!$G$38:$OP$38,0))","v":8.7783296685063199},{"$f":"INDEX('Inputs & Outputs'!$G42:$OP42,MATCH(CH$35,'Inputs & Outputs'!$G$38:$OP$38,0))","v":{"$error":"#N/A"}},{"$f":"INDEX('Inputs & Outputs'!$G42:$OP42,MATCH(CI$35,'Inputs & Outputs'!$G$38:$OP$38,0))","v":{"$error":"#N/A"}},{"$f":"INDEX('Inputs & Outputs'!$G42:$OP42,MATCH(CJ$35,'Inputs & Outputs'!$G$38:$OP$38,0))","v":8.8751811100973477},{"$f":"INDEX('Inputs & Outputs'!$G42:$OP42,MATCH(CK$35,'Inputs & Outputs'!$G$38:$OP$38,0))","v":9.8435680442473714},{"$f":"INDEX('Inputs & Outputs'!$G42:$OP42,MATCH(CL$35,'Inputs & Outputs'!$G$38:$OP$38,0))","v":9.0117509977352306},{"$f":"INDEX('Inputs & Outputs'!$G42:$OP42,MATCH(CM$35,'Inputs & Outputs'!$G$38:$OP$38,0))","v":{"$error":"#N/A"}},{"$f":"INDEX('Inputs & Outputs'!$G42:$OP42,MATCH(CN$35,'Inputs & Outputs'!$G$38:$OP$38,0))","v":{"$error":"#N/A"}},{"$f":"INDEX('Inputs & Outputs'!$G42:$OP42,MATCH(CO$35,'Inputs & Outputs'!$G$38:$OP$38,0))","v":{"$error":"#N/A"}},{"$f":"INDEX('Inputs & Outputs'!$G42:$OP42,MATCH(CP$35,'Inputs & Outputs'!$G$38:$OP$38,0))","v":9.9001606039897663},{"$f":"INDEX('Inputs & Outputs'!$G42:$OP42,MATCH(CQ$35,'Inputs & Outputs'!$G$38:$OP$38,0))","v":{"$error":"#N/A"}},{"$f":"INDEX('Inputs & Outputs'!$G42:$OP42,MATCH(CR$35,'Inputs & Outputs'!$G$38:$OP$38,0))","v":{"$error":"#N/A"}},{"$f":"INDEX('Inputs & Outputs'!$G42:$OP42,MATCH(CS$35,'Inputs & Outputs'!$G$38:$OP$38,0))","v":10.00940740290638},{"$f":"INDEX('Inputs & Outputs'!$G42:$OP42,MATCH(CT$35,'Inputs & Outputs'!$G$38:$OP$38,0))","v":10.53153882437498},{"$f":"INDEX('Inputs & Outputs'!$G42:$OP42,MATCH(CU$35,'Inputs & Outputs'!$G$38:$OP$38,0))","v":11.063356492815183},{"$f":"INDEX('Inputs & Outputs'!$G42:$OP42,MATCH(CV$35,'Inputs & Outputs'!$G$38:$OP$38,0))","v":10.66806968003732},{"$f":"INDEX('Inputs & Outputs'!$G42:$OP42,MATCH(CW$35,'Inputs & Outputs'!$G$38:$OP$38,0))","v":11.193759516442015},{"$f":"INDEX('Inputs & Outputs'!$G42:$OP42,MATCH(CX$35,'Inputs & Outputs'!$G$38:$OP$38,0))","v":11.730494912376418},{"$f":"INDEX('Inputs & Outputs'!$G42:$OP42,MATCH(CY$35,'Inputs & Outputs'!$G$38:$OP$38,0))","v":12.27235897480911},{"$f":"INDEX('Inputs & Outputs'!$G42:$OP42,MATCH(CZ$35,'Inputs & Outputs'!$G$38:$OP$38,0))","v":12.423029823194558},{"$f":"INDEX('Inputs & Outputs'!$G42:$OP42,MATCH(DA$35,'Inputs & Outputs'!$G$38:$OP$38,0))","v":13.51345843540679},{"$f":"INDEX('Inputs & Outputs'!$G42:$OP42,MATCH(DB$35,'Inputs & Outputs'!$G$38:$OP$38,0))","v":14.225478310008858},{"$f":"INDEX('Inputs & Outputs'!$G42:$OP42,MATCH(DC$35,'Inputs & Outputs'!$G$38:$OP$38,0))","v":16.937130229212411}]
[null,null,{"$f":"'Inputs & Outputs'!C43","v":"Fuel Cost"},null,null,{"$f":"'Inputs & Outputs'!F43","v":57.767399178701289},{"$f":"INDEX('Inputs & Outputs'!$G43:$OP43,MATCH(G$35,'Inputs & Outputs'!$G$38:$OP$38,0))","v":53.905909731004378},{"$f":"INDEX('Inputs & Outputs'!$G43:$OP43,MATCH(H$35,'Inputs & Outputs'!$G$38:$OP$38,0))","v":{"$error":"#N/A"}},{"$f":"INDEX('Inputs & Outputs'!$G43:$OP43,MATCH(I$35,'Inputs & Outputs'!$G$38:$OP$38,0))","v":{"$error":"#N/A"}},{"$f":"INDEX('Inputs & Outputs'!$G43:$OP43,MATCH(J$35,'Inputs & Outputs'!$G$38:$OP$38,0))","v":{"$error":"#N/A"}},{"$f":"INDEX('Inputs & Outputs'!$G43:$OP43,MATCH(K$35,'Inputs & Outputs'!$G$38:$OP$38,0))","v":{"$error":"#N/A"}},{"$f":"INDEX('Inputs & Outputs'!$G43:$OP43,MATCH(L$35,'Inputs & Outputs'!$G$38:$OP$38,0))","v":{"$error":"#N/A"}},{"$f":"INDEX('Inputs & Outputs'!$G43:$OP43,MATCH(M$35,'Inputs & Outputs'!$G$38:$OP$38,0))","v":{"$error":"#N/A"}},{"$f":"INDEX('Inputs & Outputs'!$G43:$OP43,MATCH(N$35,'Inputs & Outputs'!$G$38:$OP$38,0))","v":{"$error":"#N/A"}},{"$f":"INDEX('Inputs & Outputs'!$G43:$OP43,MATCH(O$35,'Inputs & Outputs'!$G$38:$OP$38,0))","v":{"$error":"#N/A"}},{"$f":"INDEX('Inputs & Outputs'!$G43:$OP43,MATCH(P$35,'Inputs & Outputs'!$G$38:$OP$38,0))","v":{"$error":"#N/A"}},{"$f":"INDEX('Inputs & Outputs'!$G43:$OP43,MATCH(Q$35,'Inputs & Outputs'!$G$38:$OP$38,0))","v":{"$error":"#N/A"}},{"$f":"INDEX('Inputs & Outputs'!$G43:$OP43,MATCH(R$35,'Inputs & Outputs'!$G$38:$OP$38,0))","v":{"$error":"#N/A"}},{"$f":"INDEX('Inputs & Outputs'!$G43:$OP43,MATCH(S$35,'Inputs & Outputs'!$G$38:$OP$38,0))","v":46.323720194610736},{"$f":"INDEX('Inputs & Outputs'!$G43:$OP43,MATCH(T$35,'Inputs & Outputs'!$G$38:$OP$38,0))","v":{"$error":"#N/A"}},{"$f":"INDEX('Inputs & Outputs'!$G43:$OP43,MATCH(U$35,'Inputs & Outputs'!$G$38:$OP$38,0))","v":{"$error":"#N/A"}},{"$f":"INDEX('Inputs & Outputs'!$G43:$OP43,MATCH(V$35,'Inputs & Outputs'!$G$38:$OP$38,0))","v":{"$error":"#N/A"}},{"$f":"INDEX('Inputs & Outputs'!$G43:$OP43,MATCH(W$35,'Inputs & Outputs'!$G$38:$OP$38,0))","v":{"$error":"#N/A"}},{"$f":"INDEX('Inputs & Outputs'!$G43:$OP43,MATCH(X$35,'Inputs & Outputs'!$G$38:$OP$38,0))","v":{"$error":"#N/A"}},{"$f":"INDEX('Inputs & Outputs'!$G43:$OP43,MATCH(Y$35,'Inputs & Outputs'!$G$38:$OP$38,0))","v":{"$error":"#N/A"}},{"$f":"INDEX('Inputs & Outputs'!$G43:$OP43,MATCH(Z$35,'Inputs & Outputs'!$G$38:$OP$38,0))","v":{"$error":"#N/A"}},{"$f":"INDEX('Inputs & Outputs'!$G43:$OP43,MATCH(AA$35,'Inputs & Outputs'!$G$38:$OP$38,0))","v":{"$error":"#N/A"}},{"$f":"INDEX('Inputs & Outputs'!$G43:$OP43,MATCH(AB$35,'Inputs & Outputs'!$G$38:$OP$38,0))","v":{"$error":"#N/A"}},{"$f":"INDEX('Inputs & Outputs'!$G43:$OP43,MATCH(AC$35,'Inputs & Outputs'!$G$38:$OP$38,0))","v":{"$error":"#N/A"}},{"$f":"INDEX('Inputs & Outputs'!$G43:$OP43,MATCH(AD$35,'Inputs & Outputs'!$G$38:$OP$38,0))","v":{"$error":"#N/A"}},{"$f":"INDEX('Inputs & Outputs'!$G43:$OP43,MATCH(AE$35,'Inputs & Outputs'!$G$38:$OP$38,0))","v":38.959648317382346},{"$f":"INDEX('Inputs & Outputs'!$G43:$OP43,MATCH(AF$35,'Inputs & Outputs'!$G$38:$OP$38,0))","v":{"$error":"#N/A"}},{"$f":"INDEX('Inputs & Outputs'!$G43:$OP43,MATCH(AG$35,'Inputs & Outputs'!$G$38:$OP$38,0))","v":{"$error":"#N/A"}},{"$f":"INDEX('Inputs & Outputs'!$G43:$OP43,MATCH(AH$35,'Inputs & Outputs'!$G$38:$OP$38,0))","v":{"$error":"#N/A"}},{"$f":"INDEX('Inputs & Outputs'!$G43:$OP43,MATCH(AI$35,'Inputs & Outputs'!$G$38:$OP$38,0))","v":{"$error":"#N/A"}},{"$f":"INDEX('Inputs & Outputs'!$G43:$OP43,MATCH(AJ$35,'Inputs & Outputs'!$G$38:$OP$38,0))","v":{"$error":"#N/A"}},{"$f":"INDEX('Inputs & Outputs'!$G43:$OP43,MATCH(AK$35,'Inputs & Outputs'!$G$38:$OP$38,0))","v":{"$error":"#N/A"}},{"$f":"INDEX('Inputs & Outputs'!$G43:$OP43,MATCH(AL$35,'Inputs & Outputs'!$G$38:$OP$38,0))","v":{"$error":"#N/A"}},{"$f":"INDEX('Inputs & Outputs'!$G43:$OP43,MATCH(AM$35,'Inputs & Outputs'!$G$38:$OP$38,0))","v":{"$error":"#N/A"}},{"$f":"INDEX('Inputs & Outputs'!$G43:$OP43,MATCH(AN$35,'Inputs & Outputs'!$G$38:$OP$38,0))","v":{"$error":"#N/A"}},{"$f":"INDEX('Inputs & Outputs'!$G43:$OP43,MATCH(AO$35,'Inputs & Outputs'!$G$38:$OP$38,0))","v":32.603274380886617},{"$f":"INDEX('Inputs & Outputs'!$G43:$OP43,MATCH(AP$35,'Inputs & Outputs'!$G$38:$OP$38,0))","v":{"$error":"#N/A"}},{"$f":"INDEX('Inputs & Outputs'!$G43:$OP43,MATCH(AQ$35,'Inputs & Outputs'!$G$38:$OP$38,0))","v":{"$error":"#N/A"}},{"$f":"INDEX('Inputs & Outputs'!$G43:$OP43,MATCH(AR$35,'Inputs & Outputs'!$G$38:$OP$38,0))","v":{"$error":"#N/A"}},{"$f":"INDEX('Inputs & Outputs'!$G43:$OP43,MATCH(AS$35,'Inputs & Outputs'!$G$38:$OP$38,0))","v":{"$error":"#N/A"}},{"$f":"INDEX('Inputs & Outputs'!$G43:$OP43,MATCH(AT$35,'Inputs & Outputs'!$G$38:$OP$38,0))","v":29.576899396038829},{"$f":"INDEX('Inputs & Outputs'!$G43:$OP43,MATCH(AU$35,'Inputs & Outputs'!$G$38:$OP$38,0))","v":{"$error":"#N/A"}},{"$f":"INDEX('Inputs & Outputs'!$G43:$OP43,MATCH(AV$35,'Inputs & Outputs'!$G$38:$OP$38,0))","v":{"$error":"#N/A"}},{"$f":"INDEX('Inputs & Outputs'!$G43:$OP43,MATCH(AW$35,'Inputs & Outputs'!$G$38:$OP$38,0))","v":{"$error":"#N/A"}},{"$f":"INDEX('Inputs & Outputs'!$G43:$OP43,MATCH(AX$35,'Inputs & Outputs'!$G$38:$OP$38,0))","v":{"$error":"#N/A"}},{"$f":"INDEX('Inputs & Outputs'!$G43:$OP43,MATCH(AY$35,'Inputs & Outputs'!$G$38:$OP$38,0))","v":26.300276807362636},{"$f":"INDEX('Inputs & Outputs'!$G43:$OP43,MATCH(AZ$35,'Inputs & Outputs'!$G$38:$OP$38,0))","v":{"$error":"#N/A"}},{"$f":"INDEX('Inputs & Outputs'!$G43:$OP43,MATCH(BA$35,'Inputs & Outputs'!$G$38:$OP$38,0))","v":{"$error":"#N/A"}},{"$f":"INDEX('Inputs & Outputs'!$G43:$OP43,MATCH(BB$35,'Inputs & Outputs'!$G$38:$OP$38,0))","v":24.262735444544116},{"$f":"INDEX('Inputs & Outputs'!$G43:$OP43,MATCH(BC$35,'Inputs & Outputs'!$G$38:$OP$38,0))","v":{"$error":"#N/A"}},{"$f":"INDEX('Inputs & Outputs'!$G43:$OP43,MATCH(BD$35,'Inputs & Outputs'!$G$38:$OP$38,0))","v":{"$error":"#N/A"}},{"$f":"INDEX('Inputs & Outputs'!$G43:$OP43,MATCH(BE$35,'Inputs & Outputs'!$G$38:$OP$38,0))","v":{"$error":"#N/A"}},{"$f":"INDEX('Inputs & Outputs'!$G43:$OP43,MATCH(BF$35,'Inputs & Outputs'!$G$38:$OP$38,0))","v":{"$error":"#N/A"}},{"$f":"INDEX('Inputs & Outputs'!$G43:$OP43,MATCH(BG$35,'Inputs & Outputs'!$G$38:$OP$38,0))","v":21.347207917024797},{"$f":"INDEX('Inputs & Outputs'!$G43:$OP43,MATCH(BH$35,'Inputs & Outputs'!$G$38:$OP$38,0))","v":{"$error":"#N/A"}},{"$f":"INDEX('Inputs & Outputs'!$G43:$OP43,MATCH(BI$35,'Inputs & Outputs'!$G$38:$OP$38,0))","v":{"$error":"#N/A"}},{"$f":"INDEX('Inputs & Outputs'!$G43:$OP43,MATCH(BJ$35,'Inputs & Outputs'!$G$38:$OP$38,0))","v":19.218551697598894},{"$f":"INDEX('Inputs & Outputs'!$G43:$OP43,MATCH(BK$35,'Inputs & Outputs'!$G$38:$OP$38,0))","v":{"$error":"#N/A"}},{"$f":"INDEX('Inputs & Outputs'!$G43:$OP43,MATCH(BL$35,'Inputs & Outputs'!$G$38:$OP$38,0))","v":{"$error":"#N/A"}},{"$f":"INDEX('Inputs & Outputs'!$G43:$OP43,MATCH(BM$35,'Inputs & Outputs'!$G$38:$OP$38,0))","v":{"$error":"#N/A"}},{"$f":"INDEX('Inputs & Outputs'!$G43:$OP43,MATCH(BN$35,'Inputs & Outputs'!$G$38:$OP$38,0))","v":17.097017940622734},{"$f":"INDEX('Inputs & Outputs'!$G43:$OP43,MATCH(BO$35,'Inputs & Outputs'!$G$38:$OP$38,0))","v":{"$error":"#N/A"}},{"$f":"INDEX('Inputs & Outputs'!$G43:$OP43,MATCH(BP$35,'Inputs & Outputs'!$G$38:$OP$38,0))","v":{"$error":"#N/A"}},{"$f":"INDEX('Inputs & Outputs'!$G43:$OP43,MATCH(BQ$35,'Inputs & Outputs'!$G$38:$OP$38,0))","v":{"$error":"#N/A"}},{"$f":"INDEX('Inputs & Outputs'!$G43:$OP43,MATCH(BR$35,'Inputs & Outputs'!$G$38:$OP$38,0))","v":14.935109538466785},{"$f":"INDEX('Inputs & Outputs'!$G43:$OP43,MATCH(BS$35,'Inputs & Outputs'!$G$38:$OP$38,0))","v":{"$error":"#N/A"}},{"$f":"INDEX('Inputs & Outputs'!$G43:$OP43,MATCH(BT$35,'Inputs & Outputs'!$G$38:$OP$38,0))","v":{"$error":"#N/A"}},{"$f":"INDEX('Inputs & Outputs'!$G43:$OP43,MATCH(BU$35,'Inputs & Outputs'!$G$38:$OP$38,0))","v":{"$error":"#N/A"}},{"$f":"INDEX('Inputs & Outputs'!$G43:$OP43,MATCH(BV$35,'Inputs & Outputs'!$G$38:$OP$38,0))","v":13.333019631924437},{"$f":"INDEX('Inputs & Outputs'!$G43:$OP43,MATCH(BW$35,'Inputs & Outputs'!$G$38:$OP$38,0))","v":{"$error":"#N/A"}},{"$f":"INDEX('Inputs & Outputs'!$G43:$OP43,MATCH(BX$35,'Inputs & Outputs'!$G$38:$OP$38,0))","v":{"$error":"#N/A"}},{"$f":"INDEX('Inputs & Outputs'!$G43:$OP43,MATCH(BY$35,'Inputs & Outputs'!$G$38:$OP$38,0))","v":{"$error":"#N/A"}},{"$f":"INDEX('Inputs & Outputs'!$G43:$OP43,MATCH(BZ$35,'Inputs & Outputs'!$G$38:$OP$38,0))","v":11.213957369409826},{"$f":"INDEX('Inputs & Outputs'!$G43:$OP43,MATCH(CA$35,'Inputs & Outputs'!$G$38:$OP$38,0))","v":{"$error":"#N/A"}},{"$f":"INDEX('Inputs & Outputs'!$G43:$OP43,MATCH(CB$35,'Inputs & Outputs'!$G$38:$OP$38,0))","v":{"$error":"#N/A"}},{"$f":"INDEX('Inputs & Outputs'!$G43:$OP43,MATCH(CC$35,'Inputs & Outputs'!$G$38:$OP$38,0))","v":{"$error":"#N/A"}},{"$f":"INDEX('Inputs & Outputs'!$G43:$OP43,MATCH(CD$35,'Inputs & Outputs'!$G$38:$OP$38,0))","v":9.5056331981172963},{"$f":"INDEX('Inputs & Outputs'!$G43:$OP43,MATCH(CE$35,'Inputs & Outputs'!$G$38:$OP$38,0))","v":{"$error":"#N/A"}},{"$f":"INDEX('Inputs & Outputs'!$G43:$OP43,MATCH(CF$35,'Inputs & Outputs'!$G$38:$OP$38,0))","v":{"$error":"#N/A"}},{"$f":"INDEX('Inputs & Outputs'!$G43:$OP43,MATCH(CG$35,'Inputs & Outputs'!$G$38:$OP$38,0))","v":7.8671839305537361},{"$f":"INDEX('Inputs & Outputs'!$G43:$OP43,MATCH(CH$35,'Inputs & Outputs'!$G$38:$OP$38,0))","v":{"$error":"#N/A"}},{"$f":"INDEX('Inputs & Outputs'!$G43:$OP43,MATCH(CI$35,'Inputs & Outputs'!$G$38:$OP$38,0))","v":{"$error":"#N/A"}},{"$f":"INDEX('Inputs & Outputs'!$G43:$OP43,MATCH(CJ$35,'Inputs & Outputs'!$G$38:$OP$38,0))","v":6.4745092804839848},{"$f":"INDEX('Inputs & Outputs'!$G43:$OP43,MATCH(CK$35,'Inputs & Outputs'!$G$38:$OP$38,0))","v":6.1641369610019181},{"$f":"INDEX('Inputs & Outputs'!$G43:$OP43,MATCH(CL$35,'Inputs & Outputs'!$G$38:$OP$38,0))","v":5.8357272064278138},{"$f":"INDEX('Inputs & Outputs'!$G43:$OP43,MATCH(CM$35,'Inputs & Outputs'!$G$38:$OP$38,0))","v":{"$error":"#N/A"}},{"$f":"INDEX('Inputs & Outputs'!$G43:$OP43,MATCH(CN$35,'Inputs & Outputs'!$G$38:$OP$38,0))","v":{"$error":"#N/A"}},{"$f":"INDEX('Inputs & Outputs'!$G43:$OP43,MATCH(CO$35,'Inputs & Outputs'!$G$38:$OP$38,0))","v":{"$error":"#N/A"}},{"$f":"INDEX('Inputs & Outputs'!$G43:$OP43,MATCH(CP$35,'Inputs & Outputs'!$G$38:$OP$38,0))","v":4.3233580296404215},{"$f":"INDEX('Inputs & Outputs'!$G43:$OP43,MATCH(CQ$35,'Inputs & Outputs'!$G$38:$OP$38,0))","v":{"$error":"#N/A"}},{"$f":"INDEX('Inputs & Outputs'!$G43:$OP43,MATCH(CR$35,'Inputs & Outputs'!$G$38:$OP$38,0))","v":{"$error":"#N/A"}},{"$f":"INDEX('Inputs & Outputs'!$G43:$OP43,MATCH(CS$35,'Inputs & Outputs'!$G$38:$OP$38,0))","v":3.3551422295287701},{"$f":"INDEX('Inputs & Outputs'!$G43:$OP43,MATCH(CT$35,'Inputs & Outputs'!$G$38:$OP$38,0))","v":2.6735463771421433},{"$f":"INDEX('Inputs & Outputs'!$G43:$OP43,MATCH(CU$35,'Inputs & Outputs'!$G$38:$OP$38,0))","v":2.229289365968758},{"$f":"INDEX('Inputs & Outputs'!$G43:$OP43,MATCH(CV$35,'Inputs & Outputs'!$G$38:$OP$38,0))","v":2.1702983764807939},{"$f":"INDEX('Inputs & Outputs'!$G43:$OP43,MATCH(CW$35,'Inputs & Outputs'!$G$38:$OP$38,0))","v":1.6582824606639937},{"$f":"INDEX('Inputs & Outputs'!$G43:$OP43,MATCH(CX$35,'Inputs & Outputs'!$G$38:$OP$38,0))","v":1.3314857558793471},{"$f":"INDEX('Inputs & Outputs'!$G43:$OP43,MATCH(CY$35,'Inputs & Outputs'!$G$38:$OP$38,0))","v":1.0951439324322696},{"$f":"INDEX('Inputs & Outputs'!$G43:$OP43,MATCH(CZ$35,'Inputs & Outputs'!$G$38:$OP$38,0))","v":0.80625367824928107},{"$f":"INDEX('Inputs & Outputs'!$G43:$OP43,MATCH(DA$35,'Inputs & Outputs'!$G$38:$OP$38,0))","v":0.51822201680761959},{"$f":"INDEX('Inputs & Outputs'!$G43:$OP43,MATCH(DB$35,'Inputs & Outputs'!$G$38:$OP$38,0))","v":0.29599670690539837},{"$f":"INDEX('Inputs & Outputs'!$G43:$OP43,MATCH(DC$35,'Inputs & Outputs'!$G$38:$OP$38,0))","v":5.8164209221297034E-3}]
[null,null,"Location",null,null,{"$f":"'Inputs & Outputs'!F7","v":"El Paso, TX"},{"$f":"INDEX('Inputs & Outputs'!$G7:$OP7,MATCH(G$35,'Inputs & Outputs'!$G$38:$OP$38,0))","v":"El Paso, TX"},{"$f":"INDEX('Inputs & Outputs'!$G7:$OP7,MATCH(H$35,'Inputs & Outputs'!$G$38:$OP$38,0))","v":{"$error":"#N/A"}},{"$f":"INDEX('Inputs & Outputs'!$G7:$OP7,MATCH(I$35,'Inputs & Outputs'!$G$38:$OP$38,0))","v":{"$error":"#N/A"}},{"$f":"INDEX('Inputs & Outputs'!$G7:$OP7,MATCH(J$35,'Inputs & Outputs'!$G$38:$OP$38,0))","v":{"$error":"#N/A"}},{"$f":"INDEX('Inputs & Outputs'!$G7:$OP7,MATCH(K$35,'Inputs & Outputs'!$G$38:$OP$38,0))","v":{"$error":"#N/A"}},{"$f":"INDEX('Inputs & Outputs'!$G7:$OP7,MATCH(L$35,'Inputs & Outputs'!$G$38:$OP$38,0))","v":{"$error":"#N/A"}},{"$f":"INDEX('Inputs & Outputs'!$G7:$OP7,MATCH(M$35,'Inputs & Outputs'!$G$38:$OP$38,0))","v":{"$error":"#N/A"}},{"$f":"INDEX('Inputs & Outputs'!$G7:$OP7,MATCH(N$35,'Inputs & Outputs'!$G$38:$OP$38,0))","v":{"$error":"#N/A"}},{"$f":"INDEX('Inputs & Outputs'!$G7:$OP7,MATCH(O$35,'Inputs & Outputs'!$G$38:$OP$38,0))","v":{"$error":"#N/A"}},{"$f":"INDEX('Inputs & Outputs'!$G7:$OP7,MATCH(P$35,'Inputs & Outputs'!$G$38:$OP$38,0))","v":{"$error":"#N/A"}},{"$f":"INDEX('Inputs & Outputs'!$G7:$OP7,MATCH(Q$35,'Inputs & Outputs'!$G$38:$OP$38,0))","v":{"$error":"#N/A"}},{"$f":"INDEX('Inputs & Outputs'!$G7:$OP7,MATCH(R$35,'Inputs & Outputs'!$G$38:$OP$38,0))","v":{"$error":"#N/A"}},{"$f":"INDEX('Inputs & Outputs'!$G7:$OP7,MATCH(S$35,'Inputs & Outputs'!$G$38:$OP$38,0))","v":"El Paso, TX"},{"$f":"INDEX('Inputs & Outputs'!$G7:$OP7,MATCH(T$35,'Inputs & Outputs'!$G$38:$OP$38,0))","v":{"$error":"#N/A"}},{"$f":"INDEX('Inputs & Outputs'!$G7:$OP7,MATCH(U$35,'Inputs & Outputs'!$G$38:$OP$38,0))","v":{"$error":"#N/A"}},{"$f":"INDEX('Inputs & Outputs'!$G7:$OP7,MATCH(V$35,'Inputs & Outputs'!$G$38:$OP$38,0))","v":{"$error":"#N/A"}},{"$f":"INDEX('Inputs & Outputs'!$G7:$OP7,MATCH(W$35,'Inputs & Outputs'!$G$38:$OP$38,0))","v":{"$error":"#N/A"}},{"$f":"INDEX('Inputs & Outputs'!$G7:$OP7,MATCH(X$35,'Inputs & Outputs'!$G$38:$OP$38,0))","v":{"$error":"#N/A"}},{"$f":"INDEX('Inputs & Outputs'!$G7:$OP7,MATCH(Y$35,'Inputs & Outputs'!$G$38:$OP$38,0))","v":{"$error":"#N/A"}},{"$f":"INDEX('Inputs & Outputs'!$G7:$OP7,MATCH(Z$35,'Inputs & Outputs'!$G$38:$OP$38,0))","v":{"$error":"#N/A"}},{"$f":"INDEX('Inputs & Outputs'!$G7:$OP7,MATCH(AA$35,'Inputs & Outputs'!$G$38:$OP$38,0))","v":{"$error":"#N/A"}},{"$f":"INDEX('Inputs & Outputs'!$G7:$OP7,MATCH(AB$35,'Inputs & Outputs'!$G$38:$OP$38,0))","v":{"$error":"#N/A"}},{"$f":"INDEX('Inputs & Outputs'!$G7:$OP7,MATCH(AC$35,'Inputs & Outputs'!$G$38:$OP$38,0))","v":{"$error":"#N/A"}},{"$f":"INDEX('Inputs & Outputs'!$G7:$OP7,MATCH(AD$35,'Inputs & Outputs'!$G$38:$OP$38,0))","v":{"$error":"#N/A"}},{"$f":"INDEX('Inputs & Outputs'!$G7:$OP7,MATCH(AE$35,'Inputs & Outputs'!$G$38:$OP$38,0))","v":"El Paso, TX"},{"$f":"INDEX('Inputs & Outputs'!$G7:$OP7,MATCH(AF$35,'Inputs & Outputs'!$G$38:$OP$38,0))","v":{"$error":"#N/A"}},{"$f":"INDEX('Inputs & Outputs'!$G7:$OP7,MATCH(AG$35,'Inputs & Outputs'!$G$38:$OP$38,0))","v":{"$error":"#N/A"}},{"$f":"INDEX('Inputs & Outputs'!$G7:$OP7,MATCH(AH$35,'Inputs & Outputs'!$G$38:$OP$38,0))","v":{"$error":"#N/A"}},{"$f":"INDEX('Inputs & Outputs'!$G7:$OP7,MATCH(AI$35,'Inputs & Outputs'!$G$38:$OP$38,0))","v":{"$error":"#N/A"}},{"$f":"INDEX('Inputs & Outputs'!$G7:$OP7,MATCH(AJ$35,'Inputs & Outputs'!$G$38:$OP$38,0))","v":{"$error":"#N/A"}},{"$f":"INDEX('Inputs & Outputs'!$G7:$OP7,MATCH(AK$35,'Inputs & Outputs'!$G$38:$OP$38,0))","v":{"$error":"#N/A"}},{"$f":"INDEX('Inputs & Outputs'!$G7:$OP7,MATCH(AL$35,'Inputs & Outputs'!$G$38:$OP$38,0))","v":{"$error":"#N/A"}},{"$f":"INDEX('Inputs & Outputs'!$G7:$OP7,MATCH(AM$35,'Inputs & Outputs'!$G$38:$OP$38,0))","v":{"$error":"#N/A"}},{"$f":"INDEX('Inputs & Outputs'!$G7:$OP7,MATCH(AN$35,'Inputs & Outputs'!$G$38:$OP$38,0))","v":{"$error":"#N/A"}},{"$f":"INDEX('Inputs & Outputs'!$G7:$OP7,MATCH(AO$35,'Inputs & Outputs'!$G$38:$OP$38,0))","v":"El Paso, TX"},{"$f":"INDEX('Inputs & Outputs'!$G7:$OP7,MATCH(AP$35,'Inputs & Outputs'!$G$38:$OP$38,0))","v":{"$error":"#N/A"}},{"$f":"INDEX('Inputs & Outputs'!$G7:$OP7,MATCH(AQ$35,'Inputs & Outputs'!$G$38:$OP$38,0))","v":{"$error":"#N/A"}},{"$f":"INDEX('Inputs & Outputs'!$G7:$OP7,MATCH(AR$35,'Inputs & Outputs'!$G$38:$OP$38,0))","v":{"$error":"#N/A"}},{"$f":"INDEX('Inputs & Outputs'!$G7:$OP7,MATCH(AS$35,'Inputs & Outputs'!$G$38:$OP$38,0))","v":{"$error":"#N/A"}},{"$f":"INDEX('Inputs & Outputs'!$G7:$OP7,MATCH(AT$35,'Inputs & Outputs'!$G$38:$OP$38,0))","v":"El Paso, TX"},{"$f":"INDEX('Inputs & Outputs'!$G7:$OP7,MATCH(AU$35,'Inputs & Outputs'!$G$38:$OP$38,0))","v":{"$error":"#N/A"}},{"$f":"INDEX('Inputs & Outputs'!$G7:$OP7,MATCH(AV$35,'Inputs & Outputs'!$G$38:$OP$38,0))","v":{"$error":"#N/A"}},{"$f":"INDEX('Inputs & Outputs'!$G7:$OP7,MATCH(AW$35,'Inputs & Outputs'!$G$38:$OP$38,0))","v":{"$error":"#N/A"}},{"$f":"INDEX('Inputs & Outputs'!$G7:$OP7,MATCH(AX$35,'Inputs & Outputs'!$G$38:$OP$38,0))","v":{"$error":"#N/A"}},{"$f":"INDEX('Inputs & Outputs'!$G7:$OP7,MATCH(AY$35,'Inputs & Outputs'!$G$38:$OP$38,0))","v":"El Paso, TX"},{"$f":"INDEX('Inputs & Outputs'!$G7:$OP7,MATCH(AZ$35,'Inputs & Outputs'!$G$38:$OP$38,0))","v":{"$error":"#N/A"}},{"$f":"INDEX('Inputs & Outputs'!$G7:$OP7,MATCH(BA$35,'Inputs & Outputs'!$G$38:$OP$38,0))","v":{"$error":"#N/A"}},{"$f":"INDEX('Inputs & Outputs'!$G7:$OP7,MATCH(BB$35,'Inputs & Outputs'!$G$38:$OP$38,0))","v":"El Paso, TX"},{"$f":"INDEX('Inputs & Outputs'!$G7:$OP7,MATCH(BC$35,'Inputs & Outputs'!$G$38:$OP$38,0))","v":{"$error":"#N/A"}},{"$f":"INDEX('Inputs & Outputs'!$G7:$OP7,MATCH(BD$35,'Inputs & Outputs'!$G$38:$OP$38,0))","v":{"$error":"#N/A"}},{"$f":"INDEX('Inputs & Outputs'!$G7:$OP7,MATCH(BE$35,'Inputs & Outputs'!$G$38:$OP$38,0))","v":{"$error":"#N/A"}},{"$f":"INDEX('Inputs & Outputs'!$G7:$OP7,MATCH(BF$35,'Inputs & Outputs'!$G$38:$OP$38,0))","v":{"$error":"#N/A"}},{"$f":"INDEX('Inputs & Outputs'!$G7:$OP7,MATCH(BG$35,'Inputs & Outputs'!$G$38:$OP$38,0))","v":"El Paso, TX"},{"$f":"INDEX('Inputs & Outputs'!$G7:$OP7,MATCH(BH$35,'Inputs & Outputs'!$G$38:$OP$38,0))","v":{"$error":"#N/A"}},{"$f":"INDEX('Inputs & Outputs'!$G7:$OP7,MATCH(BI$35,'Inputs & Outputs'!$G$38:$OP$38,0))","v":{"$error":"#N/A"}},{"$f":"INDEX('Inputs & Outputs'!$G7:$OP7,MATCH(BJ$35,'Inputs & Outputs'!$G$38:$OP$38,0))","v":"El Paso, TX"},{"$f":"INDEX('Inputs & Outputs'!$G7:$OP7,MATCH(BK$35,'Inputs & Outputs'!$G$38:$OP$38,0))","v":{"$error":"#N/A"}},{"$f":"INDEX('Inputs & Outputs'!$G7:$OP7,MATCH(BL$35,'Inputs & Outputs'!$G$38:$OP$38,0))","v":{"$error":"#N/A"}},{"$f":"INDEX('Inputs & Outputs'!$G7:$OP7,MATCH(BM$35,'Inputs & Outputs'!$G$38:$OP$38,0))","v":{"$error":"#N/A"}},{"$f":"INDEX('Inputs & Outputs'!$G7:$OP7,MATCH(BN$35,'Inputs & Outputs'!$G$38:$OP$38,0))","v":"El Paso, TX"},{"$f":"INDEX('Inputs & Outputs'!$G7:$OP7,MATCH(BO$35,'Inputs & Outputs'!$G$38:$OP$38,0))","v":{"$error":"#N/A"}},{"$f":"INDEX('Inputs & Outputs'!$G7:$OP7,MATCH(BP$35,'Inputs & Outputs'!$G$38:$OP$38,0))","v":{"$error":"#N/A"}},{"$f":"INDEX('Inputs & Outputs'!$G7:$OP7,MATCH(BQ$35,'Inputs & Outputs'!$G$38:$OP$38,0))","v":{"$error":"#N/A"}},{"$f":"INDEX('Inputs & Outputs'!$G7:$OP7,MATCH(BR$35,'Inputs & Outputs'!$G$38:$OP$38,0))","v":"El Paso, TX"},{"$f":"INDEX('Inputs & Outputs'!$G7:$OP7,MATCH(BS$35,'Inputs & Outputs'!$G$38:$OP$38,0))","v":{"$error":"#N/A"}},{"$f":"INDEX('Inputs & Outputs'!$G7:$OP7,MATCH(BT$35,'Inputs & Outputs'!$G$38:$OP$38,0))","v":{"$error":"#N/A"}},{"$f":"INDEX('Inputs & Outputs'!$G7:$OP7,MATCH(BU$35,'Inputs & Outputs'!$G$38:$OP$38,0))","v":{"$error":"#N/A"}},{"$f":"INDEX('Inputs & Outputs'!$G7:$OP7,MATCH(BV$35,'Inputs & Outputs'!$G$38:$OP$38,0))","v":"El Paso, TX"},{"$f":"INDEX('Inputs & Outputs'!$G7:$OP7,MATCH(BW$35,'Inputs & Outputs'!$G$38:$OP$38,0))","v":{"$error":"#N/A"}},{"$f":"INDEX('Inputs & Outputs'!$G7:$OP7,MATCH(BX$35,'Inputs & Outputs'!$G$38:$OP$38,0))","v":{"$error":"#N/A"}},{"$f":"INDEX('Inputs & Outputs'!$G7:$OP7,MATCH(BY$35,'Inputs & Outputs'!$G$38:$OP$38,0))","v":{"$error":"#N/A"}},{"$f":"INDEX('Inputs & Outputs'!$G7:$OP7,MATCH(BZ$35,'Inputs & Outputs'!$G$38:$OP$38,0))","v":"El Paso, TX"},{"$f":"INDEX('Inputs & Outputs'!$G7:$OP7,MATCH(CA$35,'Inputs & Outputs'!$G$38:$OP$38,0))","v":{"$error":"#N/A"}},{"$f":"INDEX('Inputs & Outputs'!$G7:$OP7,MATCH(CB$35,'Inputs & Outputs'!$G$38:$OP$38,0))","v":{"$error":"#N/A"}},{"$f":"INDEX('Inputs & Outputs'!$G7:$OP7,MATCH(CC$35,'Inputs & Outputs'!$G$38:$OP$38,0))","v":{"$error":"#N/A"}},{"$f":"INDEX('Inputs & Outputs'!$G7:$OP7,MATCH(CD$35,'Inputs & Outputs'!$G$38:$OP$38,0))","v":"El Paso, TX"},{"$f":"INDEX('Inputs & Outputs'!$G7:$OP7,MATCH(CE$35,'Inputs & Outputs'!$G$38:$OP$38,0))","v":{"$error":"#N/A"}},{"$f":"INDEX('Inputs & Outputs'!$G7:$OP7,MATCH(CF$35,'Inputs & Outputs'!$G$38:$OP$38,0))","v":{"$error":"#N/A"}},{"$f":"INDEX('Inputs & Outputs'!$G7:$OP7,MATCH(CG$35,'Inputs & Outputs'!$G$38:$OP$38,0))","v":"El Paso, TX"},{"$f":"INDEX('Inputs & Outputs'!$G7:$OP7,MATCH(CH$35,'Inputs & Outputs'!$G$38:$OP$38,0))","v":{"$error":"#N/A"}},{"$f":"INDEX('Inputs & Outputs'!$G7:$OP7,MATCH(CI$35,'Inputs & Outputs'!$G$38:$OP$38,0))","v":{"$error":"#N/A"}},{"$f":"INDEX('Inputs & Outputs'!$G7:$OP7,MATCH(CJ$35,'Inputs & Outputs'!$G$38:$OP$38,0))","v":"El Paso, TX"},{"$f":"INDEX('Inputs & Outputs'!$G7:$OP7,MATCH(CK$35,'Inputs & Outputs'!$G$38:$OP$38,0))","v":"El Paso, TX"},{"$f":"INDEX('Inputs & Outputs'!$G7:$OP7,MATCH(CL$35,'Inputs & Outputs'!$G$38:$OP$38,0))","v":"El Paso, TX"},{"$f":"INDEX('Inputs & Outputs'!$G7:$OP7,MATCH(CM$35,'Inputs & Outputs'!$G$38:$OP$38,0))","v":{"$error":"#N/A"}},{"$f":"INDEX('Inputs & Outputs'!$G7:$OP7,MATCH(CN$35,'Inputs & Outputs'!$G$38:$OP$38,0))","v":{"$error":"#N/A"}},{"$f":"INDEX('Inputs & Outputs'!$G7:$OP7,MATCH(CO$35,'Inputs & Outputs'!$G$38:$OP$38,0))","v":{"$error":"#N/A"}},{"$f":"INDEX('Inputs & Outputs'!$G7:$OP7,MATCH(CP$35,'Inputs & Outputs'!$G$38:$OP$38,0))","v":"El Paso, TX"},{"$f":"INDEX('Inputs & Outputs'!$G7:$OP7,MATCH(CQ$35,'Inputs & Outputs'!$G$38:$OP$38,0))","v":{"$error":"#N/A"}},{"$f":"INDEX('Inputs & Outputs'!$G7:$OP7,MATCH(CR$35,'Inputs & Outputs'!$G$38:$OP$38,0))","v":{"$error":"#N/A"}},{"$f":"INDEX('Inputs & Outputs'!$G7:$OP7,MATCH(CS$35,'Inputs & Outputs'!$G$38:$OP$38,0))","v":"El Paso, TX"},{"$f":"INDEX('Inputs & Outputs'!$G7:$OP7,MATCH(CT$35,'Inputs & Outputs'!$G$38:$OP$38,0))","v":"El Paso, TX"},{"$f":"INDEX('Inputs & Outputs'!$G7:$OP7,MATCH(CU$35,'Inputs & Outputs'!$G$38:$OP$38,0))","v":"El Paso, TX"},{"$f":"INDEX('Inputs & Outputs'!$G7:$OP7,MATCH(CV$35,'Inputs & Outputs'!$G$38:$OP$38,0))","v":"El Paso, TX"},{"$f":"INDEX('Inputs & Outputs'!$G7:$OP7,MATCH(CW$35,'Inputs & Outputs'!$G$38:$OP$38,0))","v":"El Paso, TX"},{"$f":"INDEX('Inputs & Outputs'!$G7:$OP7,MATCH(CX$35,'Inputs & Outputs'!$G$38:$OP$38,0))","v":"El Paso, TX"},{"$f":"INDEX('Inputs & Outputs'!$G7:$OP7,MATCH(CY$35,'Inputs & Outputs'!$G$38:$OP$38,0))","v":"El Paso, TX"},{"$f":"INDEX('Inputs & Outputs'!$G7:$OP7,MATCH(CZ$35,'Inputs & Outputs'!$G$38:$OP$38,0))","v":"El Paso, TX"},{"$f":"INDEX('Inputs & Outputs'!$G7:$OP7,MATCH(DA$35,'Inputs & Outputs'!$G$38:$OP$38,0))","v":"El Paso, TX"},{"$f":"INDEX('Inputs & Outputs'!$G7:$OP7,MATCH(DB$35,'Inputs & Outputs'!$G$38:$OP$38,0))","v":"El Paso, TX"},{"$f":"INDEX('Inputs & Outputs'!$G7:$OP7,MATCH(DC$35,'Inputs & Outputs'!$G$38:$OP$38,0))","v":"El Paso, TX"}]
[null,null,"Solar PV Capacity",null,null,{"$f":"'Inputs & Outputs'!F8","v":0},{"$f":"INDEX('Inputs & Outputs'!$G8:$OP8,MATCH(G$35,'Inputs & Outputs'!$G$38:$OP$38,0))","v":0},{"$f":"INDEX('Inputs & Outputs'!$G8:$OP8,MATCH(H$35,'Inputs & Outputs'!$G$38:$OP$38,0))","v":{"$error":"#N/A"}},{"$f":"INDEX('Inputs & Outputs'!$G8:$OP8,MATCH(I$35,'Inputs & Outputs'!$G$38:$OP$38,0))","v":{"$error":"#N/A"}},{"$f":"INDEX('Inputs & Outputs'!$G8:$OP8,MATCH(J$35,'Inputs & Outputs'!$G$38:$OP$38,0))","v":{"$error":"#N/A"}},{"$f":"INDEX('Inputs & Outputs'!$G8:$OP8,MATCH(K$35,'Inputs & Outputs'!$G$38:$OP$38,0))","v":{"$error":"#N/A"}},{"$f":"INDEX('Inputs & Outputs'!$G8:$OP8,MATCH(L$35,'Inputs & Outputs'!$G$38:$OP$38,0))","v":{"$error":"#N/A"}},{"$f":"INDEX('Inputs & Outputs'!$G8:$OP8,MATCH(M$35,'Inputs & Outputs'!$G$38:$OP$38,0))","v":{"$error":"#N/A"}},{"$f":"INDEX('Inputs & Outputs'!$G8:$OP8,MATCH(N$35,'Inputs & Outputs'!$G$38:$OP$38,0))","v":{"$error":"#N/A"}},{"$f":"INDEX('Inputs & Outputs'!$G8:$OP8,MATCH(O$35,'Inputs & Outputs'!$G$38:$OP$38,0))","v":{"$error":"#N/A"}},{"$f":"INDEX('Inputs & Outputs'!$G8:$OP8,MATCH(P$35,'Inputs & Outputs'!$G$38:$OP$38,0))","v":{"$error":"#N/A"}},{"$f":"INDEX('Inputs & Outputs'!$G8:$OP8,MATCH(Q$35,'Inputs & Outputs'!$G$38:$OP$38,0))","v":{"$error":"#N/A"}},{"$f":"INDEX('Inputs & Outputs'!$G8:$OP8,MATCH(R$35,'Inputs & Outputs'!$G$38:$OP$38,0))","v":{"$error":"#N/A"}},{"$f":"INDEX('Inputs & Outputs'!$G8:$OP8,MATCH(S$35,'Inputs & Outputs'!$G$38:$OP$38,0))","v":50},{"$f":"INDEX('Inputs & Outputs'!$G8:$OP8,MATCH(T$35,'Inputs & Outputs'!$G$38:$OP$38,0))","v":{"$error":"#N/A"}},{"$f":"INDEX('Inputs & Outputs'!$G8:$OP8,MATCH(U$35,'Inputs & Outputs'!$G$38:$OP$38,0))","v":{"$error":"#N/A"}},{"$f":"INDEX('Inputs & Outputs'!$G8:$OP8,MATCH(V$35,'Inputs & Outputs'!$G$38:$OP$38,0))","v":{"$error":"#N/A"}},{"$f":"INDEX('Inputs & Outputs'!$G8:$OP8,MATCH(W$35,'Inputs & Outputs'!$G$38:$OP$38,0))","v":{"$error":"#N/A"}},{"$f":"INDEX('Inputs & Outputs'!$G8:$OP8,MATCH(X$35,'Inputs & Outputs'!$G$38:$OP$38,0))","v":{"$error":"#N/A"}},{"$f":"INDEX('Inputs & Outputs'!$G8:$OP8,MATCH(Y$35,'Inputs & Outputs'!$G$38:$OP$38,0))","v":{"$error":"#N/A"}},{"$f":"INDEX('Inputs & Outputs'!$G8:$OP8,MATCH(Z$35,'Inputs & Outputs'!$G$38:$OP$38,0))","v":{"$error":"#N/A"}},{"$f":"INDEX('Inputs & Outputs'!$G8:$OP8,MATCH(AA$35,'Inputs & Outputs'!$G$38:$OP$38,0))","v":{"$error":"#N/A"}},{"$f":"INDEX('Inputs & Outputs'!$G8:$OP8,MATCH(AB$35,'Inputs & Outputs'!$G$38:$OP$38,0))","v":{"$error":"#N/A"}},{"$f":"INDEX('Inputs & Outputs'!$G8:$OP8,MATCH(AC$35,'Inputs & Outputs'!$G$38:$OP$38,0))","v":{"$error":"#N/A"}},{"$f":"INDEX('Inputs & Outputs'!$G8:$OP8,MATCH(AD$35,'Inputs & Outputs'!$G$38:$OP$38,0))","v":{"$error":"#N/A"}},{"$f":"INDEX('Inputs & Outputs'!$G8:$OP8,MATCH(AE$35,'Inputs & Outputs'!$G$38:$OP$38,0))","v":100},{"$f":"INDEX('Inputs & Outputs'!$G8:$OP8,MATCH(AF$35,'Inputs & Outputs'!$G$38:$OP$38,0))","v":{"$error":"#N/A"}},{"$f":"INDEX('Inputs & Outputs'!$G8:$OP8,MATCH(AG$35,'Inputs & Outputs'!$G$38:$OP$38,0))","v":{"$error":"#N/A"}},{"$f":"INDEX('Inputs & Outputs'!$G8:$OP8,MATCH(AH$35,'Inputs & Outputs'!$G$38:$OP$38,0))","v":{"$error":"#N/A"}},{"$f":"INDEX('Inputs & Outputs'!$G8:$OP8,MATCH(AI$35,'Inputs & Outputs'!$G$38:$OP$38,0))","v":{"$error":"#N/A"}},{"$f":"INDEX('Inputs & Outputs'!$G8:$OP8,MATCH(AJ$35,'Inputs & Outputs'!$G$38:$OP$38,0))","v":{"$error":"#N/A"}},{"$f":"INDEX('Inputs & Outputs'!$G8:$OP8,MATCH(AK$35,'Inputs & Outputs'!$G$38:$OP$38,0))","v":{"$error":"#N/A"}},{"$f":"INDEX('Inputs & Outputs'!$G8:$OP8,MATCH(AL$35,'Inputs & Outputs'!$G$38:$OP$38,0))","v":{"$error":"#N/A"}},{"$f":"INDEX('Inputs & Outputs'!$G8:$OP8,MATCH(AM$35,'Inputs & Outputs'!$G$38:$OP$38,0))","v":{"$error":"#N/A"}},{"$f":"INDEX('Inputs & Outputs'!$G8:$OP8,MATCH(AN$35,'Inputs & Outputs'!$G$38:$OP$38,0))","v":{"$error":"#N/A"}},{"$f":"INDEX('Inputs & Outputs'!$G8:$OP8,MATCH(AO$35,'Inputs & Outputs'!$G$38:$OP$38,0))","v":150},{"$f":"INDEX('Inputs & Outputs'!$G8:$OP8,MATCH(AP$35,'Inputs & Outputs'!$G$38:$OP$38,0))","v":{"$error":"#N/A"}},{"$f":"INDEX('Inputs & Outputs'!$G8:$OP8,MATCH(AQ$35,'Inputs & Outputs'!$G$38:$OP$38,0))","v":{"$error":"#N/A"}},{"$f":"INDEX('Inputs & Outputs'!$G8:$OP8,MATCH(AR$35,'Inputs & Outputs'!$G$38:$OP$38,0))","v":{"$error":"#N/A"}},{"$f":"INDEX('Inputs & Outputs'!$G8:$OP8,MATCH(AS$35,'Inputs & Outputs'!$G$38:$OP$38,0))","v":{"$error":"#N/A"}},{"$f":"INDEX('Inputs & Outputs'!$G8:$OP8,MATCH(AT$35,'Inputs & Outputs'!$G$38:$OP$38,0))","v":200},{"$f":"INDEX('Inputs & Outputs'!$G8:$OP8,MATCH(AU$35,'Inputs & Outputs'!$G$38:$OP$38,0))","v":{"$error":"#N/A"}},{"$f":"INDEX('Inputs & Outputs'!$G8:$OP8,MATCH(AV$35,'Inputs & Outputs'!$G$38:$OP$38,0))","v":{"$error":"#N/A"}},{"$f":"INDEX('Inputs & Outputs'!$G8:$OP8,MATCH(AW$35,'Inputs & Outputs'!$G$38:$OP$38,0))","v":{"$error":"#N/A"}},{"$f":"INDEX('Inputs & Outputs'!$G8:$OP8,MATCH(AX$35,'Inputs & Outputs'!$G$38:$OP$38,0))","v":{"$error":"#N/A"}},{"$f":"INDEX('Inputs & Outputs'!$G8:$OP8,MATCH(AY$35,'Inputs & Outputs'!$G$38:$OP$38,0))","v":200},{"$f":"INDEX('Inputs & Outputs'!$G8:$OP8,MATCH(AZ$35,'Inputs & Outputs'!$G$38:$OP$38,0))","v":{"$error":"#N/A"}},{"$f":"INDEX('Inputs & Outputs'!$G8:$OP8,MATCH(BA$35,'Inputs & Outputs'!$G$38:$OP$38,0))","v":{"$error":"#N/A"}},{"$f":"INDEX('Inputs & Outputs'!$G8:$OP8,MATCH(BB$35,'Inputs & Outputs'!$G$38:$OP$38,0))","v":250},{"$f":"INDEX('Inputs & Outputs'!$G8:$OP8,MATCH(BC$35,'Inputs & Outputs'!$G$38:$OP$38,0))","v":{"$error":"#N/A"}},{"$f":"INDEX('Inputs & Outputs'!$G8:$OP8,MATCH(BD$35,'Inputs & Outputs'!$G$38:$OP$38,0))","v":{"$error":"#N/A"}},{"$f":"INDEX('Inputs & Outputs'!$G8:$OP8,MATCH(BE$35,'Inputs & Outputs'!$G$38:$OP$38,0))","v":{"$error":"#N/A"}},{"$f":"INDEX('Inputs & Outputs'!$G8:$OP8,MATCH(BF$35,'Inputs & Outputs'!$G$38:$OP$38,0))","v":{"$error":"#N/A"}},{"$f":"INDEX('Inputs & Outputs'!$G8:$OP8,MATCH(BG$35,'Inputs & Outputs'!$G$38:$OP$38,0))","v":250},{"$f":"INDEX('Inputs & Outputs'!$G8:$OP8,MATCH(BH$35,'Inputs & Outputs'!$G$38:$OP$38,0))","v":{"$error":"#N/A"}},{"$f":"INDEX('Inputs & Outputs'!$G8:$OP8,MATCH(BI$35,'Inputs & Outputs'!$G$38:$OP$38,0))","v":{"$error":"#N/A"}},{"$f":"INDEX('Inputs & Outputs'!$G8:$OP8,MATCH(BJ$35,'Inputs & Outputs'!$G$38:$OP$38,0))","v":250},{"$f":"INDEX('Inputs & Outputs'!$G8:$OP8,MATCH(BK$35,'Inputs & Outputs'!$G$38:$OP$38,0))","v":{"$error":"#N/A"}},{"$f":"INDEX('Inputs & Outputs'!$G8:$OP8,MATCH(BL$35,'Inputs & Outputs'!$G$38:$OP$38,0))","v":{"$error":"#N/A"}},{"$f":"INDEX('Inputs & Outputs'!$G8:$OP8,MATCH(BM$35,'Inputs & Outputs'!$G$38:$OP$38,0))","v":{"$error":"#N/A"}},{"$f":"INDEX('Inputs & Outputs'!$G8:$OP8,MATCH(BN$35,'Inputs & Outputs'!$G$38:$OP$38,0))","v":300},{"$f":"INDEX('Inputs & Outputs'!$G8:$OP8,MATCH(BO$35,'Inputs & Outputs'!$G$38:$OP$38,0))","v":{"$error":"#N/A"}},{"$f":"INDEX('Inputs & Outputs'!$G8:$OP8,MATCH(BP$35,'Inputs & Outputs'!$G$38:$OP$38,0))","v":{"$error":"#N/A"}},{"$f":"INDEX('Inputs & Outputs'!$G8:$OP8,MATCH(BQ$35,'Inputs & Outputs'!$G$38:$OP$38,0))","v":{"$error":"#N/A"}},{"$f":"INDEX('Inputs & Outputs'!$G8:$OP8,MATCH(BR$35,'Inputs & Outputs'!$G$38:$OP$38,0))","v":300},{"$f":"INDEX('Inputs & Outputs'!$G8:$OP8,MATCH(BS$35,'Inputs & Outputs'!$G$38:$OP$38,0))","v":{"$error":"#N/A"}},{"$f":"INDEX('Inputs & Outputs'!$G8:$OP8,MATCH(BT$35,'Inputs & Outputs'!$G$38:$OP$38,0))","v":{"$error":"#N/A"}},{"$f":"INDEX('Inputs & Outputs'!$G8:$OP8,MATCH(BU$35,'Inputs & Outputs'!$G$38:$OP$38,0))","v":{"$error":"#N/A"}},{"$f":"INDEX('Inputs & Outputs'!$G8:$OP8,MATCH(BV$35,'Inputs & Outputs'!$G$38:$OP$38,0))","v":350},{"$f":"INDEX('Inputs & Outputs'!$G8:$OP8,MATCH(BW$35,'Inputs & Outputs'!$G$38:$OP$38,0))","v":{"$error":"#N/A"}},{"$f":"INDEX('Inputs & Outputs'!$G8:$OP8,MATCH(BX$35,'Inputs & Outputs'!$G$38:$OP$38,0))","v":{"$error":"#N/A"}},{"$f":"INDEX('Inputs & Outputs'!$G8:$OP8,MATCH(BY$35,'Inputs & Outputs'!$G$38:$OP$38,0))","v":{"$error":"#N/A"}},{"$f":"INDEX('Inputs & Outputs'!$G8:$OP8,MATCH(BZ$35,'Inputs & Outputs'!$G$38:$OP$38,0))","v":350},{"$f":"INDEX('Inputs & Outputs'!$G8:$OP8,MATCH(CA$35,'Inputs & Outputs'!$G$38:$OP$38,0))","v":{"$error":"#N/A"}},{"$f":"INDEX('Inputs & Outputs'!$G8:$OP8,MATCH(CB$35,'Inputs & Outputs'!$G$38:$OP$38,0))","v":{"$error":"#N/A"}},{"$f":"INDEX('Inputs & Outputs'!$G8:$OP8,MATCH(CC$35,'Inputs & Outputs'!$G$38:$OP$38,0))","v":{"$error":"#N/A"}},{"$f":"INDEX('Inputs & Outputs'!$G8:$OP8,MATCH(CD$35,'Inputs & Outputs'!$G$38:$OP$38,0))","v":350},{"$f":"INDEX('Inputs & Outputs'!$G8:$OP8,MATCH(CE$35,'Inputs & Outputs'!$G$38:$OP$38,0))","v":{"$error":"#N/A"}},{"$f":"INDEX('Inputs & Outputs'!$G8:$OP8,MATCH(CF$35,'Inputs & Outputs'!$G$38:$OP$38,0))","v":{"$error":"#N/A"}},{"$f":"INDEX('Inputs & Outputs'!$G8:$OP8,MATCH(CG$35,'Inputs & Outputs'!$G$38:$OP$38,0))","v":400},{"$f":"INDEX('Inputs & Outputs'!$G8:$OP8,MATCH(CH$35,'Inputs & Outputs'!$G$38:$OP$38,0))","v":{"$error":"#N/A"}},{"$f":"INDEX('Inputs & Outputs'!$G8:$OP8,MATCH(CI$35,'Inputs & Outputs'!$G$38:$OP$38,0))","v":{"$error":"#N/A"}},{"$f":"INDEX('Inputs & Outputs'!$G8:$OP8,MATCH(CJ$35,'Inputs & Outputs'!$G$38:$OP$38,0))","v":400},{"$f":"INDEX('Inputs & Outputs'!$G8:$OP8,MATCH(CK$35,'Inputs & Outputs'!$G$38:$OP$38,0))","v":500},{"$f":"INDEX('Inputs & Outputs'!$G8:$OP8,MATCH(CL$35,'Inputs & Outputs'!$G$38:$OP$38,0))","v":400},{"$f":"INDEX('Inputs & Outputs'!$G8:$OP8,MATCH(CM$35,'Inputs & Outputs'!$G$38:$OP$38,0))","v":{"$error":"#N/A"}},{"$f":"INDEX('Inputs & Outputs'!$G8:$OP8,MATCH(CN$35,'Inputs & Outputs'!$G$38:$OP$38,0))","v":{"$error":"#N/A"}},{"$f":"INDEX('Inputs & Outputs'!$G8:$OP8,MATCH(CO$35,'Inputs & Outputs'!$G$38:$OP$38,0))","v":{"$error":"#N/A"}},{"$f":"INDEX('Inputs & Outputs'!$G8:$OP8,MATCH(CP$35,'Inputs & Outputs'!$G$38:$OP$38,0))","v":500},{"$f":"INDEX('Inputs & Outputs'!$G8:$OP8,MATCH(CQ$35,'Inputs & Outputs'!$G$38:$OP$38,0))","v":{"$error":"#N/A"}},{"$f":"INDEX('Inputs & Outputs'!$G8:$OP8,MATCH(CR$35,'Inputs & Outputs'!$G$38:$OP$38,0))","v":{"$error":"#N/A"}},{"$f":"INDEX('Inputs & Outputs'!$G8:$OP8,MATCH(CS$35,'Inputs & Outputs'!$G$38:$OP$38,0))","v":500},{"$f":"INDEX('Inputs & Outputs'!$G8:$OP8,MATCH(CT$35,'Inputs & Outputs'!$G$38:$OP$38,0))","v":550},{"$f":"INDEX('Inputs & Outputs'!$G8:$OP8,MATCH(CU$35,'Inputs & Outputs'!$G$38:$OP$38,0))","v":600},{"$f":"INDEX('Inputs & Outputs'!$G8:$OP8,MATCH(CV$35,'Inputs & Outputs'!$G$38:$OP$38,0))","v":550},{"$f":"INDEX('Inputs & Outputs'!$G8:$OP8,MATCH(CW$35,'Inputs & Outputs'!$G$38:$OP$38,0))","v":600},{"$f":"INDEX('Inputs & Outputs'!$G8:$OP8,MATCH(CX$35,'Inputs & Outputs'!$G$38:$OP$38,0))","v":650},{"$f":"INDEX('Inputs & Outputs'!$G8:$OP8,MATCH(CY$35,'Inputs & Outputs'!$G$38:$OP$38,0))","v":700},{"$f":"INDEX('Inputs & Outputs'!$G8:$OP8,MATCH(CZ$35,'Inputs & Outputs'!$G$38:$OP$38,0))","v":700},{"$f":"INDEX('Inputs & Outputs'!$G8:$OP8,MATCH(DA$35,'Inputs & Outputs'!$G$38:$OP$38,0))","v":800},{"$f":"INDEX('Inputs & Outputs'!$G8:$OP8,MATCH(DB$35,'Inputs & Outputs'!$G$38:$OP$38,0))","v":850},{"$f":"INDEX('Inputs & Outputs'!$G8:$OP8,MATCH(DC$35,'Inputs & Outputs'!$G$38:$OP$38,0))","v":1000}]
[null,null,"BESS Max Power",null,null,{"$f":"'Inputs & Outputs'!F9","v":0},{"$f":"INDEX('Inputs & Outputs'!$G9:$OP9,MATCH(G$35,'Inputs & Outputs'!$G$38:$OP$38,0))","v":0},{"$f":"INDEX('Inputs & Outputs'!$G9:$OP9,MATCH(H$35,'Inputs & Outputs'!$G$38:$OP$38,0))","v":{"$error":"#N/A"}},{"$f":"INDEX('Inputs & Outputs'!$G9:$OP9,MATCH(I$35,'Inputs & Outputs'!$G$38:$OP$38,0))","v":{"$error":"#N/A"}},{"$f":"INDEX('Inputs & Outputs'!$G9:$OP9,MATCH(J$35,'Inputs & Outputs'!$G$38:$OP$38,0))","v":{"$error":"#N/A"}},{"$f":"INDEX('Inputs & Outputs'!$G9:$OP9,MATCH(K$35,'Inputs & Outputs'!$G$38:$OP$38,0))","v":{"$error":"#N/A"}},{"$f":"INDEX('Inputs & Outputs'!$G9:$OP9,MATCH(L$35,'Inputs & Outputs'!$G$38:$OP$38,0))","v":{"$error":"#N/A"}},{"$f":"INDEX('Inputs & Outputs'!$G9:$OP9,MATCH(M$35,'Inputs & Outputs'!$G$38:$OP$38,0))","v":{"$error":"#N/A"}},{"$f":"INDEX('Inputs & Outputs'!$G9:$OP9,MATCH(N$35,'Inputs & Outputs'!$G$38:$OP$38,0))","v":{"$error":"#N/A"}},{"$f":"INDEX('Inputs & Outputs'!$G9:$OP9,MATCH(O$35,'Inputs & Outputs'!$G$38:$OP$38,0))","v":{"$error":"#N/A"}},{"$f":"INDEX('Inputs & Outputs'!$G9:$OP9,MATCH(P$35,'Inputs & Outputs'!$G$38:$OP$38,0))","v":{"$error":"#N/A"}},{"$f":"INDEX('Inputs & Outputs'!$G9:$OP9,MATCH(Q$35,'Inputs & Outputs'!$G$38:$OP$38,0))","v":{"$error":"#N/A"}},{"$f":"INDEX('Inputs & Outputs'!$G9:$OP9,MATCH(R$35,'Inputs & Outputs'!$G$38:$OP$38,0))","v":{"$error":"#N/A"}},{"$f":"INDEX('Inputs & Outputs'!$G9:$OP9,MATCH(S$35,'Inputs & Outputs'!$G$38:$OP$38,0))","v":0},{"$f":"INDEX('Inputs & Outputs'!$G9:$OP9,MATCH(T$35,'Inputs & Outputs'!$G$38:$OP$38,0))","v":{"$error":"#N/A"}},{"$f":"INDEX('Inputs & Outputs'!$G9:$OP9,MATCH(U$35,'Inputs & Outputs'!$G$38:$OP$38,0))","v":{"$error":"#N/A"}},{"$f":"INDEX('Inputs & Outputs'!$G9:$OP9,MATCH(V$35,'Inputs & Outputs'!$G$38:$OP$38,0))","v":{"$error":"#N/A"}},{"$f":"INDEX('Inputs & Outputs'!$G9:$OP9,MATCH(W$35,'Inputs & Outputs'!$G$38:$OP$38,0))","v":{"$error":"#N/A"}},{"$f":"INDEX('Inputs & Outputs'!$G9:$OP9,MATCH(X$35,'Inputs & Outputs'!$G$38:$OP$38,0))","v":{"$error":"#N/A"}},{"$f":"INDEX('Inputs & Outputs'!$G9:$OP9,MATCH(Y$35,'Inputs & Outputs'!$G$38:$OP$38,0))","v":{"$error":"#N/A"}},{"$f":"INDEX('Inputs & Outputs'!$G9:$OP9,MATCH(Z$35,'Inputs & Outputs'!$G$38:$OP$38,0))","v":{"$error":"#N/A"}},{"$f":"INDEX('Inputs & Outputs'!$G9:$OP9,MATCH(AA$35,'Inputs & Outputs'!$G$38:$OP$38,0))","v":{"$error":"#N/A"}},{"$f":"INDEX('Inputs & Outputs'!$G9:$OP9,MATCH(AB$35,'Inputs & Outputs'!$G$38:$OP$38,0))","v":{"$error":"#N/A"}},{"$f":"INDEX('Inputs & Outputs'!$G9:$OP9,MATCH(AC$35,'Inputs & Outputs'!$G$38:$OP$38,0))","v":{"$error":"#N/A"}},{"$f":"INDEX('Inputs & Outputs'!$G9:$OP9,MATCH(AD$35,'Inputs & Outputs'!$G$38:$OP$38,0))","v":{"$error":"#N/A"}},{"$f":"INDEX('Inputs & Outputs'!$G9:$OP9,MATCH(AE$35,'Inputs & Outputs'!$G$38:$OP$38,0))","v":0},{"$f":"INDEX('Inputs & Outputs'!$G9:$OP9,MATCH(AF$35,'Inputs & Outputs'!$G$38:$OP$38,0))","v":{"$error":"#N/A"}},{"$f":"INDEX('Inputs & Outputs'!$G9:$OP9,MATCH(AG$35,'Inputs & Outputs'!$G$38:$OP$38,0))","v":{"$error":"#N/A"}},{"$f":"INDEX('Inputs & Outputs'!$G9:$OP9,MATCH(AH$35,'Inputs & Outputs'!$G$38:$OP$38,0))","v":{"$error":"#N/A"}},{"$f":"INDEX('Inputs & Outputs'!$G9:$OP9,MATCH(AI$35,'Inputs & Outputs'!$G$38:$OP$38,0))","v":{"$error":"#N/A"}},{"$f":"INDEX('Inputs & Outputs'!$G9:$OP9,MATCH(AJ$35,'Inputs & Outputs'!$G$38:$OP$38,0))","v":{"$error":"#N/A"}},{"$f":"INDEX('Inputs & Outputs'!$G9:$OP9,MATCH(AK$35,'Inputs & Outputs'!$G$38:$OP$38,0))","v":{"$error":"#N/A"}},{"$f":"INDEX('Inputs & Outputs'!$G9:$OP9,MATCH(AL$35,'Inputs & Outputs'!$G$38:$OP$38,0))","v":{"$error":"#N/A"}},{"$f":"INDEX('Inputs & Outputs'!$G9:$OP9,MATCH(AM$35,'Inputs & Outputs'!$G$38:$OP$38,0))","v":{"$error":"#N/A"}},{"$f":"INDEX('Inputs & Outputs'!$G9:$OP9,MATCH(AN$35,'Inputs & Outputs'!$G$38:$OP$38,0))","v":{"$error":"#N/A"}},{"$f":"INDEX('Inputs & Outputs'!$G9:$OP9,MATCH(AO$35,'Inputs & Outputs'!$G$38:$OP$38,0))","v":0},{"$f":"INDEX('Inputs & Outputs'!$G9:$OP9,MATCH(AP$35,'Inputs & Outputs'!$G$38:$OP$38,0))","v":{"$error":"#N/A"}},{"$f":"INDEX('Inputs & Outputs'!$G9:$OP9,MATCH(AQ$35,'Inputs & Outputs'!$G$38:$OP$38,0))","v":{"$error":"#N/A"}},{"$f":"INDEX('Inputs & Outputs'!$G9:$OP9,MATCH(AR$35,'Inputs & Outputs'!$G$38:$OP$38,0))","v":{"$error":"#N/A"}},{"$f":"INDEX('Inputs & Outputs'!$G9:$OP9,MATCH(AS$35,'Inputs & Outputs'!$G$38:$OP$38,0))","v":{"$error":"#N/A"}},{"$f":"INDEX('Inputs & Outputs'!$G9:$OP9,MATCH(AT$35,'Inputs & Outputs'!$G$38:$OP$38,0))","v":0},{"$f":"INDEX('Inputs & Outputs'!$G9:$OP9,MATCH(AU$35,'Inputs & Outputs'!$G$38:$OP$38,0))","v":{"$error":"#N/A"}},{"$f":"INDEX('Inputs & Outputs'!$G9:$OP9,MATCH(AV$35,'Inputs & Outputs'!$G$38:$OP$38,0))","v":{"$error":"#N/A"}},{"$f":"INDEX('Inputs & Outputs'!$G9:$OP9,MATCH(AW$35,'Inputs & Outputs'!$G$38:$OP$38,0))","v":{"$error":"#N/A"}},{"$f":"INDEX('Inputs & Outputs'!$G9:$OP9,MATCH(AX$35,'Inputs & Outputs'!$G$38:$OP$38,0))","v":{"$error":"#N/A"}},{"$f":"INDEX('Inputs & Outputs'!$G9:$OP9,MATCH(AY$35,'Inputs & Outputs'!$G$38:$OP$38,0))","v":49.999999999999901},{"$f":"INDEX('Inputs & Outputs'!$G9:$OP9,MATCH(AZ$35,'Inputs & Outputs'!$G$38:$OP$38,0))","v":{"$error":"#N/A"}},{"$f":"INDEX('Inputs & Outputs'!$G9:$OP9,MATCH(BA$35,'Inputs & Outputs'!$G$38:$OP$38,0))","v":{"$error":"#N/A"}},{"$f":"INDEX('Inputs & Outputs'!$G9:$OP9,MATCH(BB$35,'Inputs & Outputs'!$G$38:$OP$38,0))","v":49.999999999999901},{"$f":"INDEX('Inputs & Outputs'!$G9:$OP9,MATCH(BC$35,'Inputs & Outputs'!$G$38:$OP$38,0))","v":{"$error":"#N/A"}},{"$f":"INDEX('Inputs & Outputs'!$G9:$OP9,MATCH(BD$35,'Inputs & Outputs'!$G$38:$OP$38,0))","v":{"$error":"#N/A"}},{"$f":"INDEX('Inputs & Outputs'!$G9:$OP9,MATCH(BE$35,'Inputs & Outputs'!$G$38:$OP$38,0))","v":{"$error":"#N/A"}},{"$f":"INDEX('Inputs & Outputs'!$G9:$OP9,MATCH(BF$35,'Inputs & Outputs'!$G$38:$OP$38,0))","v":{"$error":"#N/A"}},{"$f":"INDEX('Inputs & Outputs'!$G9:$OP9,MATCH(BG$35,'Inputs & Outputs'!$G$38:$OP$38,0))","v":100},{"$f":"INDEX('Inputs & Outputs'!$G9:$OP9,MATCH(BH$35,'Inputs & Outputs'!$G$38:$OP$38,0))","v":{"$error":"#N/A"}},{"$f":"INDEX('Inputs & Outputs'!$G9:$OP9,MATCH(BI$35,'Inputs & Outputs'!$G$38:$OP$38,0))","v":{"$error":"#N/A"}},{"$f":"INDEX('Inputs & Outputs'!$G9:$OP9,MATCH(BJ$35,'Inputs & Outputs'!$G$38:$OP$38,0))","v":149.99999999999901},{"$f":"INDEX('Inputs & Outputs'!$G9:$OP9,MATCH(BK$35,'Inputs & Outputs'!$G$38:$OP$38,0))","v":{"$error":"#N/A"}},{"$f":"INDEX('Inputs & Outputs'!$G9:$OP9,MATCH(BL$35,'Inputs & Outputs'!$G$38:$OP$38,0))","v":{"$error":"#N/A"}},{"$f":"INDEX('Inputs & Outputs'!$G9:$OP9,MATCH(BM$35,'Inputs & Outputs'!$G$38:$OP$38,0))","v":{"$error":"#N/A"}},{"$f":"INDEX('Inputs & Outputs'!$G9:$OP9,MATCH(BN$35,'Inputs & Outputs'!$G$38:$OP$38,0))","v":149.99999999999901},{"$f":"INDEX('Inputs & Outputs'!$G9:$OP9,MATCH(BO$35,'Inputs & Outputs'!$G$38:$OP$38,0))","v":{"$error":"#N/A"}},{"$f":"INDEX('Inputs & Outputs'!$G9:$OP9,MATCH(BP$35,'Inputs & Outputs'!$G$38:$OP$38,0))","v":{"$error":"#N/A"}},{"$f":"INDEX('Inputs & Outputs'!$G9:$OP9,MATCH(BQ$35,'Inputs & Outputs'!$G$38:$OP$38,0))","v":{"$error":"#N/A"}},{"$f":"INDEX('Inputs & Outputs'!$G9:$OP9,MATCH(BR$35,'Inputs & Outputs'!$G$38:$OP$38,0))","v":199.99999999999901},{"$f":"INDEX('Inputs & Outputs'!$G9:$OP9,MATCH(BS$35,'Inputs & Outputs'!$G$38:$OP$38,0))","v":{"$error":"#N/A"}},{"$f":"INDEX('Inputs & Outputs'!$G9:$OP9,MATCH(BT$35,'Inputs & Outputs'!$G$38:$OP$38,0))","v":{"$error":"#N/A"}},{"$f":"INDEX('Inputs & Outputs'!$G9:$OP9,MATCH(BU$35,'Inputs & Outputs'!$G$38:$OP$38,0))","v":{"$error":"#N/A"}},{"$f":"INDEX('Inputs & Outputs'!$G9:$OP9,MATCH(BV$35,'Inputs & Outputs'!$G$38:$OP$38,0))","v":199.99999999999901},{"$f":"INDEX('Inputs & Outputs'!$G9:$OP9,MATCH(BW$35,'Inputs & Outputs'!$G$38:$OP$38,0))","v":{"$error":"#N/A"}},{"$f":"INDEX('Inputs & Outputs'!$G9:$OP9,MATCH(BX$35,'Inputs & Outputs'!$G$38:$OP$38,0))","v":{"$error":"#N/A"}},{"$f":"INDEX('Inputs & Outputs'!$G9:$OP9,MATCH(BY$35,'Inputs & Outputs'!$G$38:$OP$38,0))","v":{"$error":"#N/A"}},{"$f":"INDEX('Inputs & Outputs'!$G9:$OP9,MATCH(BZ$35,'Inputs & Outputs'!$G$38:$OP$38,0))","v":250},{"$f":"INDEX('Inputs & Outputs'!$G9:$OP9,MATCH(CA$35,'Inputs & Outputs'!$G$38:$OP$38,0))","v":{"$error":"#N/A"}},{"$f":"INDEX('Inputs & Outputs'!$G9:$OP9,MATCH(CB$35,'Inputs & Outputs'!$G$38:$OP$38,0))","v":{"$error":"#N/A"}},{"$f":"INDEX('Inputs & Outputs'!$G9:$OP9,MATCH(CC$35,'Inputs & Outputs'!$G$38:$OP$38,0))","v":{"$error":"#N/A"}},{"$f":"INDEX('Inputs & Outputs'!$G9:$OP9,MATCH(CD$35,'Inputs & Outputs'!$G$38:$OP$38,0))","v":299.99999999999898},{"$f":"INDEX('Inputs & Outputs'!$G9:$OP9,MATCH(CE$35,'Inputs & Outputs'!$G$38:$OP$38,0))","v":{"$error":"#N/A"}},{"$f":"INDEX('Inputs & Outputs'!$G9:$OP9,MATCH(CF$35,'Inputs & Outputs'!$G$38:$OP$38,0))","v":{"$error":"#N/A"}},{"$f":"INDEX('Inputs & Outputs'!$G9:$OP9,MATCH(CG$35,'Inputs & Outputs'!$G$38:$OP$38,0))","v":299.99999999999898},{"$f":"INDEX('Inputs & Outputs'!$G9:$OP9,MATCH(CH$35,'Inputs & Outputs'!$G$38:$OP$38,0))","v":{"$error":"#N/A"}},{"$f":"INDEX('Inputs & Outputs'!$G9:$OP9,MATCH(CI$35,'Inputs & Outputs'!$G$38:$OP$38,0))","v":{"$error":"#N/A"}},{"$f":"INDEX('Inputs & Outputs'!$G9:$OP9,MATCH(CJ$35,'Inputs & Outputs'!$G$38:$OP$38,0))","v":349.99999999999898},{"$f":"INDEX('Inputs & Outputs'!$G9:$OP9,MATCH(CK$35,'Inputs & Outputs'!$G$38:$OP$38,0))","v":299.99999999999898},{"$f":"INDEX('Inputs & Outputs'!$G9:$OP9,MATCH(CL$35,'Inputs & Outputs'!$G$38:$OP$38,0))","v":400},{"$f":"INDEX('Inputs & Outputs'!$G9:$OP9,MATCH(CM$35,'Inputs & Outputs'!$G$38:$OP$38,0))","v":{"$error":"#N/A"}},{"$f":"INDEX('Inputs & Outputs'!$G9:$OP9,MATCH(CN$35,'Inputs & Outputs'!$G$38:$OP$38,0))","v":{"$error":"#N/A"}},{"$f":"INDEX('Inputs & Outputs'!$G9:$OP9,MATCH(CO$35,'Inputs & Outputs'!$G$38:$OP$38,0))","v":{"$error":"#N/A"}},{"$f":"INDEX('Inputs & Outputs'!$G9:$OP9,MATCH(CP$35,'Inputs & Outputs'!$G$38:$OP$38,0))","v":349.99999999999898},{"$f":"INDEX('Inputs & Outputs'!$G9:$OP9,MATCH(CQ$35,'Inputs & Outputs'!$G$38:$OP$38,0))","v":{"$error":"#N/A"}},{"$f":"INDEX('Inputs & Outputs'!$G9:$OP9,MATCH(CR$35,'Inputs & Outputs'!$G$38:$OP$38,0))","v":{"$error":"#N/A"}},{"$f":"INDEX('Inputs & Outputs'!$G9:$OP9,MATCH(CS$35,'Inputs & Outputs'!$G$38:$OP$38,0))","v":400},{"$f":"INDEX('Inputs & Outputs'!$G9:$OP9,MATCH(CT$35,'Inputs & Outputs'!$G$38:$OP$38,0))","v":400},{"$f":"INDEX('Inputs & Outputs'!$G9:$OP9,MATCH(CU$35,'Inputs & Outputs'!$G$38:$OP$38,0))","v":400},{"$f":"INDEX('Inputs & Outputs'!$G9:$OP9,MATCH(CV$35,'Inputs & Outputs'!$G$38:$OP$38,0))","v":449.99999999999898},{"$f":"INDEX('Inputs & Outputs'!$G9:$OP9,MATCH(CW$35,'Inputs & Outputs'!$G$38:$OP$38,0))","v":449.99999999999898},{"$f":"INDEX('Inputs & Outputs'!$G9:$OP9,MATCH(CX$35,'Inputs & Outputs'!$G$38:$OP$38,0))","v":449.99999999999898},{"$f":"INDEX('Inputs & Outputs'!$G9:$OP9,MATCH(CY$35,'Inputs & Outputs'!$G$38:$OP$38,0))","v":449.99999999999898},{"$f":"INDEX('Inputs & Outputs'!$G9:$OP9,MATCH(CZ$35,'Inputs & Outputs'!$G$38:$OP$38,0))","v":499.99999999999898},{"$f":"INDEX('Inputs & Outputs'!$G9:$OP9,MATCH(DA$35,'Inputs & Outputs'!$G$38:$OP$38,0))","v":499.99999999999898},{"$f":"INDEX('Inputs & Outputs'!$G9:$OP9,MATCH(DB$35,'Inputs & Outputs'!$G$38:$OP$38,0))","v":550},{"$f":"INDEX('Inputs & Outputs'!$G9:$OP9,MATCH(DC$35,'Inputs & Outputs'!$G$38:$OP$38,0))","v":850}]
[null,null,"Natural Gas Capacity",null,null,{"$f":"'Inputs & Outputs'!F10","v":125},{"$f":"INDEX('Inputs & Outputs'!$G10:$OP10,MATCH(G$35,'Inputs & Outputs'!$G$38:$OP$38,0))","v":125},{"$f":"INDEX('Inputs & Outputs'!$G10:$OP10,MATCH(H$35,'Inputs & Outputs'!$G$38:$OP$38,0))","v":{"$error":"#N/A"}},{"$f":"INDEX('Inputs & Outputs'!$G10:$OP10,MATCH(I$35,'Inputs & Outputs'!$G$38:$OP$38,0))","v":{"$error":"#N/A"}},{"$f":"INDEX('Inputs & Outputs'!$G10:$OP10,MATCH(J$35,'Inputs & Outputs'!$G$38:$OP$38,0))","v":{"$error":"#N/A"}},{"$f":"INDEX('Inputs & Outputs'!$G10:$OP10,MATCH(K$35,'Inputs & Outputs'!$G$38:$OP$38,0))","v":{"$error":"#N/A"}},{"$f":"INDEX('Inputs & Outputs'!$G10:$OP10,MATCH(L$35,'Inputs & Outputs'!$G$38:$OP$38,0))","v":{"$error":"#N/A"}},{"$f":"INDEX('Inputs & Outputs'!$G10:$OP10,MATCH(M$35,'Inputs & Outputs'!$G$38:$OP$38,0))","v":{"$error":"#N/A"}},{"$f":"INDEX('Inputs & Outputs'!$G10:$OP10,MATCH(N$35,'Inputs & Outputs'!$G$38:$OP$38,0))","v":{"$error":"#N/A"}},{"$f":"INDEX('Inputs & Outputs'!$G10:$OP10,MATCH(O$35,'Inputs & Outputs'!$G$38:$OP$38,0))","v":{"$error":"#N/A"}},{"$f":"INDEX('Inputs & Outputs'!$G10:$OP10,MATCH(P$35,'Inputs & Outputs'!$G$38:$OP$38,0))","v":{"$error":"#N/A"}},{"$f":"INDEX('Inputs & Outputs'!$G10:$OP10,MATCH(Q$35,'Inputs & Outputs'!$G$38:$OP$38,0))","v":{"$error":"#N/A"}},{"$f":"INDEX('Inputs & Outputs'!$G10:$OP10,MATCH(R$35,'Inputs & Outputs'!$G$38:$OP$38,0))","v":{"$error":"#N/A"}},{"$f":"INDEX('Inputs & Outputs'!$G10:$OP10,MATCH(S$35,'Inputs & Outputs'!$G$38:$OP$38,0))","v":125},{"$f":"INDEX('Inputs & Outputs'!$G10:$OP10,MATCH(T$35,'Inputs & Outputs'!$G$38:$OP$38,0))","v":{"$error":"#N/A"}},{"$f":"INDEX('Inputs & Outputs'!$G10:$OP10,MATCH(U$35,'Inputs & Outputs'!$G$38:$OP$38,0))","v":{"$error":"#N/A"}},{"$f":"INDEX('Inputs & Outputs'!$G10:$OP10,MATCH(V$35,'Inputs & Outputs'!$G$38:$OP$38,0))","v":{"$error":"#N/A"}},{"$f":"INDEX('Inputs & Outputs'!$G10:$OP10,MATCH(W$35,'Inputs & Outputs'!$G$38:$OP$38,0))","v":{"$error":"#N/A"}},{"$f":"INDEX('Inputs & Outputs'!$G10:$OP10,MATCH(X$35,'Inputs & Outputs'!$G$38:$OP$38,0))","v":{"$error":"#N/A"}},{"$f":"INDEX('Inputs & Outputs'!$G10:$OP10,MATCH(Y$35,'Inputs & Outputs'!$G$38:$OP$38,0))","v":{"$error":"#N/A"}},{"$f":"INDEX('Inputs & Outputs'!$G10:$OP10,MATCH(Z$35,'Inputs & Outputs'!$G$38:$OP$38,0))","v":{"$error":"#N/A"}},{"$f":"INDEX('Inputs & Outputs'!$G10:$OP10,MATCH(AA$35,'Inputs & Outputs'!$G$38:$OP$38,0))","v":{"$error":"#N/A"}},{"$f":"INDEX('Inputs & Outputs'!$G10:$OP10,MATCH(AB$35,'Inputs & Outputs'!$G$38:$OP$38,0))","v":{"$error":"#N/A"}},{"$f":"INDEX('Inputs & Outputs'!$G10:$OP10,MATCH(AC$35,'Inputs & Outputs'!$G$38:$OP$38,0))","v":{"$error":"#N/A"}},{"$f":"INDEX('Inputs & Outputs'!$G10:$OP10,MATCH(AD$35,'Inputs & Outputs'!$G$38:$OP$38,0))","v":{"$error":"#N/A"}},{"$f":"INDEX('Inputs & Outputs'!$G10:$OP10,MATCH(AE$35,'Inputs & Outputs'!$G$38:$OP$38,0))","v":125},{"$f":"INDEX('Inputs & Outputs'!$G10:$OP10,MATCH(AF$35,'Inputs & Outputs'!$G$38:$OP$38,0))","v":{"$error":"#N/A"}},{"$f":"INDEX('Inputs & Outputs'!$G10:$OP10,MATCH(AG$35,'Inputs & Outputs'!$G$38:$OP$38,0))","v":{"$error":"#N/A"}},{"$f":"INDEX('Inputs & Outputs'!$G10:$OP10,MATCH(AH$35,'Inputs & Outputs'!$G$38:$OP$38,0))","v":{"$error":"#N/A"}},{"$f":"INDEX('Inputs & Outputs'!$G10:$OP10,MATCH(AI$35,'Inputs & Outputs'!$G$38:$OP$38,0))","v":{"$error":"#N/A"}},{"$f":"INDEX('Inputs & Outputs'!$G10:$OP10,MATCH(AJ$35,'Inputs & Outputs'!$G$38:$OP$38,0))","v":{"$error":"#N/A"}},{"$f":"INDEX('Inputs & Outputs'!$G10:$OP10,MATCH(AK$35,'Inputs & Outputs'!$G$38:$OP$38,0))","v":{"$error":"#N/A"}},{"$f":"INDEX('Inputs & Outputs'!$G10:$OP10,MATCH(AL$35,'Inputs & Outputs'!$G$38:$OP$38,0))","v":{"$error":"#N/A"}},{"$f":"INDEX('Inputs & Outputs'!$G10:$OP10,MATCH(AM$35,'Inputs & Outputs'!$G$38:$OP$38,0))","v":{"$error":"#N/A"}},{"$f":"INDEX('Inputs & Outputs'!$G10:$OP10,MATCH(AN$35,'Inputs & Outputs'!$G$38:$OP$38,0))","v":{"$error":"#N/A"}},{"$f":"INDEX('Inputs & Outputs'!$G10:$OP10,MATCH(AO$35,'Inputs & Outputs'!$G$38:$OP$38,0))","v":125},{"$f":"INDEX('Inputs & Outputs'!$G10:$OP10,MATCH(AP$35,'Inputs & Outputs'!$G$38:$OP$38,0))","v":{"$error":"#N/A"}},{"$f":"INDEX('Inputs & Outputs'!$G10:$OP10,MATCH(AQ$35,'Inputs & Outputs'!$G$38:$OP$38,0))","v":{"$error":"#N/A"}},{"$f":"INDEX('Inputs & Outputs'!$G10:$OP10,MATCH(AR$35,'Inputs & Outputs'!$G$38:$OP$38,0))","v":{"$error":"#N/A"}},{"$f":"INDEX('Inputs & Outputs'!$G10:$OP10,MATCH(AS$35,'Inputs & Outputs'!$G$38:$OP$38,0))","v":{"$error":"#N/A"}},{"$f":"INDEX('Inputs & Outputs'!$G10:$OP10,MATCH(AT$35,'Inputs & Outputs'!$G$38:$OP$38,0))","v":125},{"$f":"INDEX('Inputs & Outputs'!$G10:$OP10,MATCH(AU$35,'Inputs & Outputs'!$G$38:$OP$38,0))","v":{"$error":"#N/A"}},{"$f":"INDEX('Inputs & Outputs'!$G10:$OP10,MATCH(AV$35,'Inputs & Outputs'!$G$38:$OP$38,0))","v":{"$error":"#N/A"}},{"$f":"INDEX('Inputs & Outputs'!$G10:$OP10,MATCH(AW$35,'Inputs & Outputs'!$G$38:$OP$38,0))","v":{"$error":"#N/A"}},{"$f":"INDEX('Inputs & Outputs'!$G10:$OP10,MATCH(AX$35,'Inputs & Outputs'!$G$38:$OP$38,0))","v":{"$error":"#N/A"}},{"$f":"INDEX('Inputs & Outputs'!$G10:$OP10,MATCH(AY$35,'Inputs & Outputs'!$G$38:$OP$38,0))","v":125},{"$f":"INDEX('Inputs & Outputs'!$G10:$OP10,MATCH(AZ$35,'Inputs & Outputs'!$G$38:$OP$38,0))","v":{"$error":"#N/A"}},{"$f":"INDEX('Inputs & Outputs'!$G10:$OP10,MATCH(BA$35,'Inputs & Outputs'!$G$38:$OP$38,0))","v":{"$error":"#N/A"}},{"$f":"INDEX('Inputs & Outputs'!$G10:$OP10,MATCH(BB$35,'Inputs & Outputs'!$G$38:$OP$38,0))","v":125},{"$f":"INDEX('Inputs & Outputs'!$G10:$OP10,MATCH(BC$35,'Inputs & Outputs'!$G$38:$OP$38,0))","v":{"$error":"#N/A"}},{"$f":"INDEX('Inputs & Outputs'!$G10:$OP10,MATCH(BD$35,'Inputs & Outputs'!$G$38:$OP$38,0))","v":{"$error":"#N/A"}},{"$f":"INDEX('Inputs & Outputs'!$G10:$OP10,MATCH(BE$35,'Inputs & Outputs'!$G$38:$OP$38,0))","v":{"$error":"#N/A"}},{"$f":"INDEX('Inputs & Outputs'!$G10:$OP10,MATCH(BF$35,'Inputs & Outputs'!$G$38:$OP$38,0))","v":{"$error":"#N/A"}},{"$f":"INDEX('Inputs & Outputs'!$G10:$OP10,MATCH(BG$35,'Inputs & Outputs'!$G$38:$OP$38,0))","v":125},{"$f":"INDEX('Inputs & Outputs'!$G10:$OP10,MATCH(BH$35,'Inputs & Outputs'!$G$38:$OP$38,0))","v":{"$error":"#N/A"}},{"$f":"INDEX('Inputs & Outputs'!$G10:$OP10,MATCH(BI$35,'Inputs & Outputs'!$G$38:$OP$38,0))","v":{"$error":"#N/A"}},{"$f":"INDEX('Inputs & Outputs'!$G10:$OP10,MATCH(BJ$35,'Inputs & Outputs'!$G$38:$OP$38,0))","v":125},{"$f":"INDEX('Inputs & Outputs'!$G10:$OP10,MATCH(BK$35,'Inputs & Outputs'!$G$38:$OP$38,0))","v":{"$error":"#N/A"}},{"$f":"INDEX('Inputs & Outputs'!$G10:$OP10,MATCH(BL$35,'Inputs & Outputs'!$G$38:$OP$38,0))","v":{"$error":"#N/A"}},{"$f":"INDEX('Inputs & Outputs'!$G10:$OP10,MATCH(BM$35,'Inputs & Outputs'!$G$38:$OP$38,0))","v":{"$error":"#N/A"}},{"$f":"INDEX('Inputs & Outputs'!$G10:$OP10,MATCH(BN$35,'Inputs & Outputs'!$G$38:$OP$38,0))","v":125},{"$f":"INDEX('Inputs & Outputs'!$G10:$OP10,MATCH(BO$35,'Inputs & Outputs'!$G$38:$OP$38,0))","v":{"$error":"#N/A"}},{"$f":"INDEX('Inputs & Outputs'!$G10:$OP10,MATCH(BP$35,'Inputs & Outputs'!$G$38:$OP$38,0))","v":{"$error":"#N/A"}},{"$f":"INDEX('Inputs & Outputs'!$G10:$OP10,MATCH(BQ$35,'Inputs & Outputs'!$G$38:$OP$38,0))","v":{"$error":"#N/A"}},{"$f":"INDEX('Inputs & Outputs'!$G10:$OP10,MATCH(BR$35,'Inputs & Outputs'!$G$38:$OP$38,0))","v":125},{"$f":"INDEX('Inputs & Outputs'!$G10:$OP10,MATCH(BS$35,'Inputs & Outputs'!$G$38:$OP$38,0))","v":{"$error":"#N/A"}},{"$f":"INDEX('Inputs & Outputs'!$G10:$OP10,MATCH(BT$35,'Inputs & Outputs'!$G$38:$OP$38,0))","v":{"$error":"#N/A"}},{"$f":"INDEX('Inputs & Outputs'!$G10:$OP10,MATCH(BU$35,'Inputs & Outputs'!$G$38:$OP$38,0))","v":{"$error":"#N/A"}},{"$f":"INDEX('Inputs & Outputs'!$G10:$OP10,MATCH(BV$35,'Inputs & Outputs'!$G$38:$OP$38,0))","v":125},{"$f":"INDEX('Inputs & Outputs'!$G10:$OP10,MATCH(BW$35,'Inputs & Outputs'!$G$38:$OP$38,0))","v":{"$error":"#N/A"}},{"$f":"INDEX('Inputs & Outputs'!$G10:$OP10,MATCH(BX$35,'Inputs & Outputs'!$G$38:$OP$38,0))","v":{"$error":"#N/A"}},{"$f":"INDEX('Inputs & Outputs'!$G10:$OP10,MATCH(BY$35,'Inputs & Outputs'!$G$38:$OP$38,0))","v":{"$error":"#N/A"}},{"$f":"INDEX('Inputs & Outputs'!$G10:$OP10,MATCH(BZ$35,'Inputs & Outputs'!$G$38:$OP$38,0))","v":125},{"$f":"INDEX('Inputs & Outputs'!$G10:$OP10,MATCH(CA$35,'Inputs & Outputs'!$G$38:$OP$38,0))","v":{"$error":"#N/A"}},{"$f":"INDEX('Inputs & Outputs'!$G10:$OP10,MATCH(CB$35,'Inputs & Outputs'!$G$38:$OP$38,0))","v":{"$error":"#N/A"}},{"$f":"INDEX('Inputs & Outputs'!$G10:$OP10,MATCH(CC$35,'Inputs & Outputs'!$G$38:$OP$38,0))","v":{"$error":"#N/A"}},{"$f":"INDEX('Inputs & Outputs'!$G10:$OP10,MATCH(CD$35,'Inputs & Outputs'!$G$38:$OP$38,0))","v":125},{"$f":"INDEX('Inputs & Outputs'!$G10:$OP10,MATCH(CE$35,'Inputs & Outputs'!$G$38:$OP$38,0))","v":{"$error":"#N/A"}},{"$f":"INDEX('Inputs & Outputs'!$G10:$OP10,MATCH(CF$35,'Inputs & Outputs'!$G$38:$OP$38,0))","v":{"$error":"#N/A"}},{"$f":"INDEX('Inputs & Outputs'!$G10:$OP10,MATCH(CG$35,'Inputs & Outputs'!$G$38:$OP$38,0))","v":125},{"$f":"INDEX('Inputs & Outputs'!$G10:$OP10,MATCH(CH$35,'Inputs & Outputs'!$G$38:$OP$38,0))","v":{"$error":"#N/A"}},{"$f":"INDEX('Inputs & Outputs'!$G10:$OP10,MATCH(CI$35,'Inputs & Outputs'!$G$38:$OP$38,0))","v":{"$error":"#N/A"}},{"$f":"INDEX('Inputs & Outputs'!$G10:$OP10,MATCH(CJ$35,'Inputs & Outputs'!$G$38:$OP$38,0))","v":125},{"$f":"INDEX('Inputs & Outputs'!$G10:$OP10,MATCH(CK$35,'Inputs & Outputs'!$G$38:$OP$38,0))","v":125},{"$f":"INDEX('Inputs & Outputs'!$G10:$OP10,MATCH(CL$35,'Inputs & Outputs'!$G$38:$OP$38,0))","v":125},{"$f":"INDEX('Inputs & Outputs'!$G10:$OP10,MATCH(CM$35,'Inputs & Outputs'!$G$38:$OP$38,0))","v":{"$error":"#N/A"}},{"$f":"INDEX('Inputs & Outputs'!$G10:$OP10,MATCH(CN$35,'Inputs & Outputs'!$G$38:$OP$38,0))","v":{"$error":"#N/A"}},{"$f":"INDEX('Inputs & Outputs'!$G10:$OP10,MATCH(CO$35,'Inputs & Outputs'!$G$38:$OP$38,0))","v":{"$error":"#N/A"}},{"$f":"INDEX('Inputs & Outputs'!$G10:$OP10,MATCH(CP$35,'Inputs & Outputs'!$G$38:$OP$38,0))","v":125},{"$f":"INDEX('Inputs & Outputs'!$G10:$OP10,MATCH(CQ$35,'Inputs & Outputs'!$G$38:$OP$38,0))","v":{"$error":"#N/A"}},{"$f":"INDEX('Inputs & Outputs'!$G10:$OP10,MATCH(CR$35,'Inputs & Outputs'!$G$38:$OP$38,0))","v":{"$error":"#N/A"}},{"$f":"INDEX('Inputs & Outputs'!$G10:$OP10,MATCH(CS$35,'Inputs & Outputs'!$G$38:$OP$38,0))","v":125},{"$f":"INDEX('Inputs & Outputs'!$G10:$OP10,MATCH(CT$35,'Inputs & Outputs'!$G$38:$OP$38,0))","v":125},{"$f":"INDEX('Inputs & Outputs'!$G10:$OP10,MATCH(CU$35,'Inputs & Outputs'!$G$38:$OP$38,0))","v":125},{"$f":"INDEX('Inputs & Outputs'!$G10:$OP10,MATCH(CV$35,'Inputs & Outputs'!$G$38:$OP$38,0))","v":125},{"$f":"INDEX('Inputs & Outputs'!$G10:$OP10,MATCH(CW$35,'Inputs & Outputs'!$G$38:$OP$38,0))","v":125},{"$f":"INDEX('Inputs & Outputs'!$G10:$OP10,MATCH(CX$35,'Inputs & Outputs'!$G$38:$OP$38,0))","v":125},{"$f":"INDEX('Inputs & Outputs'!$G10:$OP10,MATCH(CY$35,'Inputs & Outputs'!$G$38:$OP$38,0))","v":125},{"$f":"INDEX('Inputs & Outputs'!$G10:$OP10,MATCH(CZ$35,'Inputs & Outputs'!$G$38:$OP$38,0))","v":125},{"$f":"INDEX('Inputs & Outputs'!$G10:$OP10,MATCH(DA$35,'Inputs & Outputs'!$G$38:$OP$38,0))","v":125},{"$f":"INDEX('Inputs & Outputs'!$G10:$OP10,MATCH(DB$35,'Inputs & Outputs'!$G$38:$OP$38,0))","v":125},{"$f":"INDEX('Inputs & Outputs'!$G10:$OP10,MATCH(DC$35,'Inputs & Outputs'!$G$38:$OP$38,0))","v":125}]
[null,null,"Generators or Turbines?",null,null,{"$f":"'Inputs & Outputs'!F11","v":"GT"},{"$f":"INDEX('Inputs & Outputs'!$G11:$OP11,MATCH(G$35,'Inputs & Outputs'!$G$38:$OP$38,0))","v":"GEN"},{"$f":"INDEX('Inputs & Outputs'!$G11:$OP11,MATCH(H$35,'Inputs & Outputs'!$G$38:$OP$38,0))","v":{"$error":"#N/A"}},{"$f":"INDEX('Inputs & Outputs'!$G11:$OP11,MATCH(I$35,'Inputs & Outputs'!$G$38:$OP$38,0))","v":{"$error":"#N/A"}},{"$f":"INDEX('Inputs & Outputs'!$G11:$OP11,MATCH(J$35,'Inputs & Outputs'!$G$38:$OP$38,0))","v":{"$error":"#N/A"}},{"$f":"INDEX('Inputs & Outputs'!$G11:$OP11,MATCH(K$35,'Inputs & Outputs'!$G$38:$OP$38,0))","v":{"$error":"#N/A"}},{"$f":"INDEX('Inputs & Outputs'!$G11:$OP11,MATCH(L$35,'Inputs & Outputs'!$G$38:$OP$38,0))","v":{"$error":"#N/A"}},{"$f":"INDEX('Inputs & Outputs'!$G11:$OP11,MATCH(M$35,'Inputs & Outputs'!$G$38:$OP$38,0))","v":{"$error":"#N/A"}},{"$f":"INDEX('Inputs & Outputs'!$G11:$OP11,MATCH(N$35,'Inputs & Outputs'!$G$38:$OP$38,0))","v":{"$error":"#N/A"}},{"$f":"INDEX('Inputs & Outputs'!$G11:$OP11,MATCH(O$35,'Inputs & Outputs'!$G$38:$OP$38,0))","v":{"$error":"#N/A"}},{"$f":"INDEX('Inputs & Outputs'!$G11:$OP11,MATCH(P$35,'Inputs & Outputs'!$G$38:$OP$38,0))","v":{"$error":"#N/A"}},{"$f":"INDEX('Inputs & Outputs'!$G11:$OP11,MATCH(Q$35,'Inputs & Outputs'!$G$38:$OP$38,0))","v":{"$error":"#N/A"}},{"$f":"INDEX('Inputs & Outputs'!$G11:$OP11,MATCH(R$35,'Inputs & Outputs'!$G$38:$OP$38,0))","v":{"$error":"#N/A"}},{"$f":"INDEX('Inputs & Outputs'!$G11:$OP11,MATCH(S$35,'Inputs & Outputs'!$G$38:$OP$38,0))","v":"GEN"},{"$f":"INDEX('Inputs & Outputs'!$G11:$OP11,MATCH(T$35,'Inputs & Outputs'!$G$38:$OP$38,0))","v":{"$error":"#N/A"}},{"$f":"INDEX('Inputs & Outputs'!$G11:$OP11,MATCH(U$35,'Inputs & Outputs'!$G$38:$OP$38,0))","v":{"$error":"#N/A"}},{"$f":"INDEX('Inputs & Outputs'!$G11:$OP11,MATCH(V$35,'Inputs & Outputs'!$G$38:$OP$38,0))","v":{"$error":"#N/A"}},{"$f":"INDEX('Inputs & Outputs'!$G11:$OP11,MATCH(W$35,'Inputs & Outputs'!$G$38:$OP$38,0))","v":{"$error":"#N/A"}},{"$f":"INDEX('Inputs & Outputs'!$G11:$OP11,MATCH(X$35,'Inputs & Outputs'!$G$38:$OP$38,0))","v":{"$error":"#N/A"}},{"$f":"INDEX('Inputs & Outputs'!$G11:$OP11,MATCH(Y$35,'Inputs & Outputs'!$G$38:$OP$38,0))","v":{"$error":"#N/A"}},{"$f":"INDEX('Inputs & Outputs'!$G11:$OP11,MATCH(Z$35,'Inputs & Outputs'!$G$38:$OP$38,0))","v":{"$error":"#N/A"}},{"$f":"INDEX('Inputs & Outputs'!$G11:$OP11,MATCH(AA$35,'Inputs & Outputs'!$G$38:$OP$38,0))","v":{"$error":"#N/A"}},{"$f":"INDEX('Inputs & Outputs'!$G11:$OP11,MATCH(AB$35,'Inputs & Outputs'!$G$38:$OP$38,0))","v":{"$error":"#N/A"}},{"$f":"INDEX('Inputs & Outputs'!$G11:$OP11,MATCH(AC$35,'Inputs & Outputs'!$G$38:$OP$38,0))","v":{"$error":"#N/A"}},{"$f":"INDEX('Inputs & Outputs'!$G11:$OP11,MATCH(AD$35,'Inputs & Outputs'!$G$38:$OP$38,0))","v":{"$error":"#N/A"}},{"$f":"INDEX('Inputs & Outputs'!$G11:$OP11,MATCH(AE$35,'Inputs & Outputs'!$G$38:$OP$38,0))","v":"GEN"},{"$f":"INDEX('Inputs & Outputs'!$G11:$OP11,MATCH(AF$35,'Inputs & Outputs'!$G$38:$OP$38,0))","v":{"$error":"#N/A"}},{"$f":"INDEX('Inputs & Outputs'!$G11:$OP11,MATCH(AG$35,'Inputs & Outputs'!$G$38:$OP$38,0))","v":{"$error":"#N/A"}},{"$f":"INDEX('Inputs & Outputs'!$G11:$OP11,MATCH(AH$35,'Inputs & Outputs'!$G$38:$OP$38,0))","v":{"$error":"#N/A"}},{"$f":"INDEX('Inputs & Outputs'!$G11:$OP11,MATCH(AI$35,'Inputs & Outputs'!$G$38:$OP$38,0))","v":{"$error":"#N/A"}},{"$f":"INDEX('Inputs & Outputs'!$G11:$OP11,MATCH(AJ$35,'Inputs & Outputs'!$G$38:$OP$38,0))","v":{"$error":"#N/A"}},{"$f":"INDEX('Inputs & Outputs'!$G11:$OP11,MATCH(AK$35,'Inputs & Outputs'!$G$38:$OP$38,0))","v":{"$error":"#N/A"}},{"$f":"INDEX('Inputs & Outputs'!$G11:$OP11,MATCH(AL$35,'Inputs & Outputs'!$G$38:$OP$38,0))","v":{"$error":"#N/A"}},{"$f":"INDEX('Inputs & Outputs'!$G11:$OP11,MATCH(AM$35,'Inputs & Outputs'!$G$38:$OP$38,0))","v":{"$error":"#N/A"}},{"$f":"INDEX('Inputs & Outputs'!$G11:$OP11,MATCH(AN$35,'Inputs & Outputs'!$G$38:$OP$38,0))","v":{"$error":"#N/A"}},{"$f":"INDEX('Inputs & Outputs'!$G11:$OP11,MATCH(AO$35,'Inputs & Outputs'!$G$38:$OP$38,0))","v":"GEN"},{"$f":"INDEX('Inputs & Outputs'!$G11:$OP11,MATCH(AP$35,'Inputs & Outputs'!$G$38:$OP$38,0))","v":{"$error":"#N/A"}},{"$f":"INDEX('Inputs & Outputs'!$G11:$OP11,MATCH(AQ$35,'Inputs & Outputs'!$G$38:$OP$38,0))","v":{"$error":"#N/A"}},{"$f":"INDEX('Inputs & Outputs'!$G11:$OP11,MATCH(AR$35,'Inputs & Outputs'!$G$38:$OP$38,0))","v":{"$error":"#N/A"}},{"$f":"INDEX('Inputs & Outputs'!$G11:$OP11,MATCH(AS$35,'Inputs & Outputs'!$G$38:$OP$38,0))","v":{"$error":"#N/A"}},{"$f":"INDEX('Inputs & Outputs'!$G11:$OP11,MATCH(AT$35,'Inputs & Outputs'!$G$38:$OP$38,0))","v":"GEN"},{"$f":"INDEX('Inputs & Outputs'!$G11:$OP11,MATCH(AU$35,'Inputs & Outputs'!$G$38:$OP$38,0))","v":{"$error":"#N/A"}},{"$f":"INDEX('Inputs & Outputs'!$G11:$OP11,MATCH(AV$35,'Inputs & Outputs'!$G$38:$OP$38,0))","v":{"$error":"#N/A"}},{"$f":"INDEX('Inputs & Outputs'!$G11:$OP11,MATCH(AW$35,'Inputs & Outputs'!$G$38:$OP$38,0))","v":{"$error":"#N/A"}},{"$f":"INDEX('Inputs & Outputs'!$G11:$OP11,MATCH(AX$35,'Inputs & Outputs'!$G$38:$OP$38,0))","v":{"$error":"#N/A"}},{"$f":"INDEX('Inputs & Outputs'!$G11:$OP11,MATCH(AY$35,'Inputs & Outputs'!$G$38:$OP$38,0))","v":"GEN"},{"$f":"INDEX('Inputs & Outputs'!$G11:$OP11,MATCH(AZ$35,'Inputs & Outputs'!$G$38:$OP$38,0))","v":{"$error":"#N/A"}},{"$f":"INDEX('Inputs & Outputs'!$G11:$OP11,MATCH(BA$35,'Inputs & Outputs'!$G$38:$OP$38,0))","v":{"$error":"#N/A"}},{"$f":"INDEX('Inputs & Outputs'!$G11:$OP11,MATCH(BB$35,'Inputs & Outputs'!$G$38:$OP$38,0))","v":"GEN"},{"$f":"INDEX('Inputs & Outputs'!$G11:$OP11,MATCH(BC$35,'Inputs & Outputs'!$G$38:$OP$38,0))","v":{"$error":"#N/A"}},{"$f":"INDEX('Inputs & Outputs'!$G11:$OP11,MATCH(BD$35,'Inputs & Outputs'!$G$38:$OP$38,0))","v":{"$error":"#N/A"}},{"$f":"INDEX('Inputs & Outputs'!$G11:$OP11,MATCH(BE$35,'Inputs & Outputs'!$G$38:$OP$38,0))","v":{"$error":"#N/A"}},{"$f":"INDEX('Inputs & Outputs'!$G11:$OP11,MATCH(BF$35,'Inputs & Outputs'!$G$38:$OP$38,0))","v":{"$error":"#N/A"}},{"$f":"INDEX('Inputs & Outputs'!$G11:$OP11,MATCH(BG$35,'Inputs & Outputs'!$G$38:$OP$38,0))","v":"GEN"},{"$f":"INDEX('Inputs & Outputs'!$G11:$OP11,MATCH(BH$35,'Inputs & Outputs'!$G$38:$OP$38,0))","v":{"$error":"#N/A"}},{"$f":"INDEX('Inputs & Outputs'!$G11:$OP11,MATCH(BI$35,'Inputs & Outputs'!$G$38:$OP$38,0))","v":{"$error":"#N/A"}},{"$f":"INDEX('Inputs & Outputs'!$G11:$OP11,MATCH(BJ$35,'Inputs & Outputs'!$G$38:$OP$38,0))","v":"GEN"},{"$f":"INDEX('Inputs & Outputs'!$G11:$OP11,MATCH(BK$35,'Inputs & Outputs'!$G$38:$OP$38,0))","v":{"$error":"#N/A"}},{"$f":"INDEX('Inputs & Outputs'!$G11:$OP11,MATCH(BL$35,'Inputs & Outputs'!$G$38:$OP$38,0))","v":{"$error":"#N/A"}},{"$f":"INDEX('Inputs & Outputs'!$G11:$OP11,MATCH(BM$35,'Inputs & Outputs'!$G$38:$OP$38,0))","v":{"$error":"#N/A"}},{"$f":"INDEX('Inputs & Outputs'!$G11:$OP11,MATCH(BN$35,'Inputs & Outputs'!$G$38:$OP$38,0))","v":"GEN"},{"$f":"INDEX('Inputs & Outputs'!$G11:$OP11,MATCH(BO$35,'Inputs & Outputs'!$G$38:$OP$38,0))","v":{"$error":"#N/A"}},{"$f":"INDEX('Inputs & Outputs'!$G11:$OP11,MATCH(BP$35,'Inputs & Outputs'!$G$38:$OP$38,0))","v":{"$error":"#N/A"}},{"$f":"INDEX('Inputs & Outputs'!$G11:$OP11,MATCH(BQ$35,'Inputs & Outputs'!$G$38:$OP$38,0))","v":{"$error":"#N/A"}},{"$f":"INDEX('Inputs & Outputs'!$G11:$OP11,MATCH(BR$35,'Inputs & Outputs'!$G$38:$OP$38,0))","v":"GEN"},{"$f":"INDEX('Inputs & Outputs'!$G11:$OP11,MATCH(BS$35,'Inputs & Outputs'!$G$38:$OP$38,0))","v":{"$error":"#N/A"}},{"$f":"INDEX('Inputs & Outputs'!$G11:$OP11,MATCH(BT$35,'Inputs & Outputs'!$G$38:$OP$38,0))","v":{"$error":"#N/A"}},{"$f":"INDEX('Inputs & Outputs'!$G11:$OP11,MATCH(BU$35,'Inputs & Outputs'!$G$38:$OP$38,0))","v":{"$error":"#N/A"}},{"$f":"INDEX('Inputs & Outputs'!$G11:$OP11,MATCH(BV$35,'Inputs & Outputs'!$G$38:$OP$38,0))","v":"GEN"},{"$f":"INDEX('Inputs & Outputs'!$G11:$OP11,MATCH(BW$35,'Inputs & Outputs'!$G$38:$OP$38,0))","v":{"$error":"#N/A"}},{"$f":"INDEX('Inputs & Outputs'!$G11:$OP11,MATCH(BX$35,'Inputs & Outputs'!$G$38:$OP$38,0))","v":{"$error":"#N/A"}},{"$f":"INDEX('Inputs & Outputs'!$G11:$OP11,MATCH(BY$35,'Inputs & Outputs'!$G$38:$OP$38,0))","v":{"$error":"#N/A"}},{"$f":"INDEX('Inputs & Outputs'!$G11:$OP11,MATCH(BZ$35,'Inputs & Outputs'!$G$38:$OP$38,0))","v":"GEN"},{"$f":"INDEX('Inputs & Outputs'!$G11:$OP11,MATCH(CA$35,'Inputs & Outputs'!$G$38:$OP$38,0))","v":{"$error":"#N/A"}},{"$f":"INDEX('Inputs & Outputs'!$G11:$OP11,MATCH(CB$35,'Inputs & Outputs'!$G$38:$OP$38,0))","v":{"$error":"#N/A"}},{"$f":"INDEX('Inputs & Outputs'!$G11:$OP11,MATCH(CC$35,'Inputs & Outputs'!$G$38:$OP$38,0))","v":{"$error":"#N/A"}},{"$f":"INDEX('Inputs & Outputs'!$G11:$OP11,MATCH(CD$35,'Inputs & Outputs'!$G$38:$OP$38,0))","v":"GEN"},{"$f":"INDEX('Inputs & Outputs'!$G11:$OP11,MATCH(CE$35,'Inputs & Outputs'!$G$38:$OP$38,0))","v":{"$error":"#N/A"}},{"$f":"INDEX('Inputs & Outputs'!$G11:$OP11,MATCH(CF$35,'Inputs & Outputs'!$G$38:$OP$38,0))","v":{"$error":"#N/A"}},{"$f":"INDEX('Inputs & Outputs'!$G11:$OP11,MATCH(CG$35,'Inputs & Outputs'!$G$38:$OP$38,0))","v":"GEN"},{"$f":"INDEX('Inputs & Outputs'!$G11:$OP11,MATCH(CH$35,'Inputs & Outputs'!$G$38:$OP$38,0))","v":{"$error":"#N/A"}},{"$f":"INDEX('Inputs & Outputs'!$G11:$OP11,MATCH(CI$35,'Inputs & Outputs'!$G$38:$OP$38,0))","v":{"$error":"#N/A"}},{"$f":"INDEX('Inputs & Outputs'!$G11:$OP11,MATCH(CJ$35,'Inputs & Outputs'!$G$38:$OP$38,0))","v":"GEN"},{"$f":"INDEX('Inputs & Outputs'!$G11:$OP11,MATCH(CK$35,'Inputs & Outputs'!$G$38:$OP$38,0))","v":"GEN"},{"$f":"INDEX('Inputs & Outputs'!$G11:$OP11,MATCH(CL$35,'Inputs & Outputs'!$G$38:$OP$38,0))","v":"GEN"},{"$f":"INDEX('Inputs & Outputs'!$G11:$OP11,MATCH(CM$35,'Inputs & Outputs'!$G$38:$OP$38,0))","v":{"$error":"#N/A"}},{"$f":"INDEX('Inputs & Outputs'!$G11:$OP11,MATCH(CN$35,'Inputs & Outputs'!$G$38:$OP$38,0))","v":{"$error":"#N/A"}},{"$f":"INDEX('Inputs & Outputs'!$G11:$OP11,MATCH(CO$35,'Inputs & Outputs'!$G$38:$OP$38,0))","v":{"$error":"#N/A"}},{"$f":"INDEX('Inputs & Outputs'!$G11:$OP11,MATCH(CP$35,'Inputs & Outputs'!$G$38:$OP$38,0))","v":"GEN"},{"$f":"INDEX('Inputs & Outputs'!$G11:$OP11,MATCH(CQ$35,'Inputs & Outputs'!$G$38:$OP$38,0))","v":{"$error":"#N/A"}},{"$f":"INDEX('Inputs & Outputs'!$G11:$OP11,MATCH(CR$35,'Inputs & Outputs'!$G$38:$OP$38,0))","v":{"$error":"#N/A"}},{"$f":"INDEX('Inputs & Outputs'!$G11:$OP11,MATCH(CS$35,'Inputs & Outputs'!$G$38:$OP$38,0))","v":"GEN"},{"$f":"INDEX('Inputs & Outputs'!$G11:$OP11,MATCH(CT$35,'Inputs & Outputs'!$G$38:$OP$38,0))","v":"GEN"},{"$f":"INDEX('Inputs & Outputs'!$G11:$OP11,MATCH(CU$35,'Inputs & Outputs'!$G$38:$OP$38,0))","v":"GEN"},{"$f":"INDEX('Inputs & Outputs'!$G11:$OP11,MATCH(CV$35,'Inputs & Outputs'!$G$38:$OP$38,0))","v":"GEN"},{"$f":"INDEX('Inputs & Outputs'!$G11:$OP11,MATCH(CW$35,'Inputs & Outputs'!$G$38:$OP$38,0))","v":"GEN"},{"$f":"INDEX('Inputs & Outputs'!$G11:$OP11,MATCH(CX$35,'Inputs & Outputs'!$G$38:$OP$38,0))","v":"GEN"},{"$f":"INDEX('Inputs & Outputs'!$G11:$OP11,MATCH(CY$35,'Inputs & Outputs'!$G$38:$OP$38,0))","v":"GEN"},{"$f":"INDEX('Inputs & Outputs'!$G11:$OP11,MATCH(CZ$35,'Inputs & Outputs'!$G$38:$OP$38,0))","v":"GEN"},{"$f":"INDEX('Inputs & Outputs'!$G11:$OP11,MATCH(DA$35,'Inputs & Outputs'!$G$38:$OP$38,0))","v":"GEN"},{"$f":"INDEX('Inputs & Outputs'!$G11:$OP11,MATCH(DB$35,'Inputs & Outputs'!$G$38:$OP$38,0))","v":"GEN"},{"$f":"INDEX('Inputs & Outputs'!$G11:$OP11,MATCH(DC$35,'Inputs & Outputs'!$G$38:$OP$38,0))","v":"GEN"}]
[null,null,"System Spec",null,null,{"$f":"'Inputs & Outputs'!F32","v":"0MW | 0MW | 125MW"},{"$f":"INDEX('Inputs & Outputs'!$G32:$OP32,MATCH(G$35,'Inputs & Outputs'!$G$38:$OP$38,0))","v":"0MW | 0MW | 125MW"},{"$f":"INDEX('Inputs & Outputs'!$G32:$OP32,MATCH(H$35,'Inputs & Outputs'!$G$38:$OP$38,0))","v":{"$error":"#N/A"}},{"$f":"INDEX('Inputs & Outputs'!$G32:$OP32,MATCH(I$35,'Inputs & Outputs'!$G$38:$OP$38,0))","v":{"$error":"#N/A"}},{"$f":"INDEX('Inputs & Outputs'!$G32:$OP32,MATCH(J$35,'Inputs & Outputs'!$G$38:$OP$38,0))","v":{"$error":"#N/A"}},{"$f":"INDEX('Inputs & Outputs'!$G32:$OP32,MATCH(K$35,'Inputs & Outputs'!$G$38:$OP$38,0))","v":{"$error":"#N/A"}},{"$f":"INDEX('Inputs & Outputs'!$G32:$OP32,MATCH(L$35,'Inputs & Outputs'!$G$38:$OP$38,0))","v":{"$error":"#N/A"}},{"$f":"INDEX('Inputs & Outputs'!$G32:$OP32,MATCH(M$35,'Inputs & Outputs'!$G$38:$OP$38,0))","v":{"$error":"#N/A"}},{"$f":"INDEX('Inputs & Outputs'!$G32:$OP32,MATCH(N$35,'Inputs & Outputs'!$G$38:$OP$38,0))","v":{"$error":"#N/A"}},{"$f":"INDEX('Inputs & Outputs'!$G32:$OP32,MATCH(O$35,'Inputs & Outputs'!$G$38:$OP$38,0))","v":{"$error":"#N/A"}},{"$f":"INDEX('Inputs & Outputs'!$G32:$OP32,MATCH(P$35,'Inputs & Outputs'!$G$38:$OP$38,0))","v":{"$error":"#N/A"}},{"$f":"INDEX('Inputs & Outputs'!$G32:$OP32,MATCH(Q$35,'Inputs & Outputs'!$G$38:$OP$38,0))","v":{"$error":"#N/A"}},{"$f":"INDEX('Inputs & Outputs'!$G32:$OP32,MATCH(R$35,'Inputs & Outputs'!$G$38:$OP$38,0))","v":{"$error":"#N/A"}},{"$f":"INDEX('Inputs & Outputs'!$G32:$OP32,MATCH(S$35,'Inputs & Outputs'!$G$38:$OP$38,0))","v":"50MW | 0MW | 125MW"},{"$f":"INDEX('Inputs & Outputs'!$G32:$OP32,MATCH(T$35,'Inputs & Outputs'!$G$38:$OP$38,0))","v":{"$error":"#N/A"}},{"$f":"INDEX('Inputs & Outputs'!$G32:$OP32,MATCH(U$35,'Inputs & Outputs'!$G$38:$OP$38,0))","v":{"$error":"#N/A"}},{"$f":"INDEX('Inputs & Outputs'!$G32:$OP32,MATCH(V$35,'Inputs & Outputs'!$G$38:$OP$38,0))","v":{"$error":"#N/A"}},{"$f":"INDEX('Inputs & Outputs'!$G32:$OP32,MATCH(W$35,'Inputs & Outputs'!$G$38:$OP$38,0))","v":{"$error":"#N/A"}},{"$f":"INDEX('Inputs & Outputs'!$G32:$OP32,MATCH(X$35,'Inputs & Outputs'!$G$38:$OP$38,0))","v":{"$error":"#N/A"}},{"$f":"INDEX('Inputs & Outputs'!$G32:$OP32,MATCH(Y$35,'Inputs & Outputs'!$G$38:$OP$38,0))","v":{"$error":"#N/A"}},{"$f":"INDEX('Inputs & Outputs'!$G32:$OP32,MATCH(Z$35,'Inputs & Outputs'!$G$38:$OP$38,0))","v":{"$error":"#N/A"}},{"$f":"INDEX('Inputs & Outputs'!$G32:$OP32,MATCH(AA$35,'Inputs & Outputs'!$G$38:$OP$38,0))","v":{"$error":"#N/A"}},{"$f":"INDEX('Inputs & Outputs'!$G32:$OP32,MATCH(AB$35,'Inputs & Outputs'!$G$38:$OP$38,0))","v":{"$error":"#N/A"}},{"$f":"INDEX('Inputs & Outputs'!$G32:$OP32,MATCH(AC$35,'Inputs & Outputs'!$G$38:$OP$38,0))","v":{"$error":"#N/A"}},{"$f":"INDEX('Inputs & Outputs'!$G32:$OP32,MATCH(AD$35,'Inputs & Outputs'!$G$38:$OP$38,0))","v":{"$error":"#N/A"}},{"$f":"INDEX('Inputs & Outputs'!$G32:$OP32,MATCH(AE$35,'Inputs & Outputs'!$G$38:$OP$38,0))","v":"100MW | 0MW | 125MW"},{"$f":"INDEX('Inputs & Outputs'!$G32:$OP32,MATCH(AF$35,'Inputs & Outputs'!$G$38:$OP$38,0))","v":{"$error":"#N/A"}},{"$f":"INDEX('Inputs & Outputs'!$G32:$OP32,MATCH(AG$35,'Inputs & Outputs'!$G$38:$OP$38,0))","v":{"$error":"#N/A"}},{"$f":"INDEX('Inputs & Outputs'!$G32:$OP32,MATCH(AH$35,'Inputs & Outputs'!$G$38:$OP$38,0))","v":{"$error":"#N/A"}},{"$f":"INDEX('Inputs & Outputs'!$G32:$OP32,MATCH(AI$35,'Inputs & Outputs'!$G$38:$OP$38,0))","v":{"$error":"#N/A"}},{"$f":"INDEX('Inputs & Outputs'!$G32:$OP32,MATCH(AJ$35,'Inputs & Outputs'!$G$38:$OP$38,0))","v":{"$error":"#N/A"}},{"$f":"INDEX('Inputs & Outputs'!$G32:$OP32,MATCH(AK$35,'Inputs & Outputs'!$G$38:$OP$38,0))","v":{"$error":"#N/A"}},{"$f":"INDEX('Inputs & Outputs'!$G32:$OP32,MATCH(AL$35,'Inputs & Outputs'!$G$38:$OP$38,0))","v":{"$error":"#N/A"}},{"$f":"INDEX('Inputs & Outputs'!$G32:$OP32,MATCH(AM$35,'Inputs & Outputs'!$G$38:$OP$38,0))","v":{"$error":"#N/A"}},{"$f":"INDEX('Inputs & Outputs'!$G32:$OP32,MATCH(AN$35,'Inputs & Outputs'!$G$38:$OP$38,0))","v":{"$error":"#N/A"}},{"$f":"INDEX('Inputs & Outputs'!$G32:$OP32,MATCH(AO$35,'Inputs & Outputs'!$G$38:$OP$38,0))","v":"150MW | 0MW | 125MW"},{"$f":"INDEX('Inputs & Outputs'!$G32:$OP32,MATCH(AP$35,'Inputs & Outputs'!$G$38:$OP$38,0))","v":{"$error":"#N/A"}},{"$f":"INDEX('Inputs & Outputs'!$G32:$OP32,MATCH(AQ$35,'Inputs & Outputs'!$G$38:$OP$38,0))","v":{"$error":"#N/A"}},{"$f":"INDEX('Inputs & Outputs'!$G32:$OP32,MATCH(AR$35,'Inputs & Outputs'!$G$38:$OP$38,0))","v":{"$error":"#N/A"}},{"$f":"INDEX('Inputs & Outputs'!$G32:$OP32,MATCH(AS$35,'Inputs & Outputs'!$G$38:$OP$38,0))","v":{"$error":"#N/A"}},{"$f":"INDEX('Inputs & Outputs'!$G32:$OP32,MATCH(AT$35,'Inputs & Outputs'!$G$38:$OP$38,0))","v":"200MW | 0MW | 125MW"},{"$f":"INDEX('Inputs & Outputs'!$G32:$OP32,MATCH(AU$35,'Inputs & Outputs'!$G$38:$OP$38,0))","v":{"$error":"#N/A"}},{"$f":"INDEX('Inputs & Outputs'!$G32:$OP32,MATCH(AV$35,'Inputs & Outputs'!$G$38:$OP$38,0))","v":{"$error":"#N/A"}},{"$f":"INDEX('Inputs & Outputs'!$G32:$OP32,MATCH(AW$35,'Inputs & Outputs'!$G$38:$OP$38,0))","v":{"$error":"#N/A"}},{"$f":"INDEX('Inputs & Outputs'!$G32:$OP32,MATCH(AX$35,'Inputs & Outputs'!$G$38:$OP$38,0))","v":{"$error":"#N/A"}},{"$f":"INDEX('Inputs & Outputs'!$G32:$OP32,MATCH(AY$35,'Inputs & Outputs'!$G$38:$OP$38,0))","v":"200MW | 50MW | 125MW"},{"$f":"INDEX('Inputs & Outputs'!$G32:$OP32,MATCH(AZ$35,'Inputs & Outputs'!$G$38:$OP$38,0))","v":{"$error":"#N/A"}},{"$f":"INDEX('Inputs & Outputs'!$G32:$OP32,MATCH(BA$35,'Inputs & Outputs'!$G$38:$OP$38,0))","v":{"$error":"#N/A"}},{"$f":"INDEX('Inputs & Outputs'!$G32:$OP32,MATCH(BB$35,'Inputs & Outputs'!$G$38:$OP$38,0))","v":"250MW | 50MW | 125MW"},{"$f":"INDEX('Inputs & Outputs'!$G32:$OP32,MATCH(BC$35,'Inputs & Outputs'!$G$38:$OP$38,0))","v":{"$error":"#N/A"}},{"$f":"INDEX('Inputs & Outputs'!$G32:$OP32,MATCH(BD$35,'Inputs & Outputs'!$G$38:$OP$38,0))","v":{"$error":"#N/A"}},{"$f":"INDEX('Inputs & Outputs'!$G32:$OP32,MATCH(BE$35,'Inputs & Outputs'!$G$38:$OP$38,0))","v":{"$error":"#N/A"}},{"$f":"INDEX('Inputs & Outputs'!$G32:$OP32,MATCH(BF$35,'Inputs & Outputs'!$G$38:$OP$38,0))","v":{"$error":"#N/A"}},{"$f":"INDEX('Inputs & Outputs'!$G32:$OP32,MATCH(BG$35,'Inputs & Outputs'!$G$38:$OP$38,0))","v":"250MW | 100MW | 125MW"},{"$f":"INDEX('Inputs & Outputs'!$G32:$OP32,MATCH(BH$35,'Inputs & Outputs'!$G$38:$OP$38,0))","v":{"$error":"#N/A"}},{"$f":"INDEX('Inputs & Outputs'!$G32:$OP32,MATCH(BI$35,'Inputs & Outputs'!$G$38:$OP$38,0))","v":{"$error":"#N/A"}},{"$f":"INDEX('Inputs & Outputs'!$G32:$OP32,MATCH(BJ$35,'Inputs & Outputs'!$G$38:$OP$38,0))","v":"250MW | 150MW | 125MW"},{"$f":"INDEX('Inputs & Outputs'!$G32:$OP32,MATCH(BK$35,'Inputs & Outputs'!$G$38:$OP$38,0))","v":{"$error":"#N/A"}},{"$f":"INDEX('Inputs & Outputs'!$G32:$OP32,MATCH(BL$35,'Inputs & Outputs'!$G$38:$OP$38,0))","v":{"$error":"#N/A"}},{"$f":"INDEX('Inputs & Outputs'!$G32:$OP32,MATCH(BM$35,'Inputs & Outputs'!$G$38:$OP$38,0))","v":{"$error":"#N/A"}},{"$f":"INDEX('Inputs & Outputs'!$G32:$OP32,MATCH(BN$35,'Inputs & Outputs'!$G$38:$OP$38,0))","v":"300MW | 150MW | 125MW"},{"$f":"INDEX('Inputs & Outputs'!$G32:$OP32,MATCH(BO$35,'Inputs & Outputs'!$G$38:$OP$38,0))","v":{"$error":"#N/A"}},{"$f":"INDEX('Inputs & Outputs'!$G32:$OP32,MATCH(BP$35,'Inputs & Outputs'!$G$38:$OP$38,0))","v":{"$error":"#N/A"}},{"$f":"INDEX('Inputs & Outputs'!$G32:$OP32,MATCH(BQ$35,'Inputs & Outputs'!$G$38:$OP$38,0))","v":{"$error":"#N/A"}},{"$f":"INDEX('Inputs & Outputs'!$G32:$OP32,MATCH(BR$35,'Inputs & Outputs'!$G$38:$OP$38,0))","v":"300MW | 200MW | 125MW"},{"$f":"INDEX('Inputs & Outputs'!$G32:$OP32,MATCH(BS$35,'Inputs & Outputs'!$G$38:$OP$38,0))","v":{"$error":"#N/A"}},{"$f":"INDEX('Inputs & Outputs'!$G32:$OP32,MATCH(BT$35,'Inputs & Outputs'!$G$38:$OP$38,0))","v":{"$error":"#N/A"}},{"$f":"INDEX('Inputs & Outputs'!$G32:$OP32,MATCH(BU$35,'Inputs & Outputs'!$G$38:$OP$38,0))","v":{"$error":"#N/A"}},{"$f":"INDEX('Inputs & Outputs'!$G32:$OP32,MATCH(BV$35,'Inputs & Outputs'!$G$38:$OP$38,0))","v":"350MW | 200MW | 125MW"},{"$f":"INDEX('Inputs & Outputs'!$G32:$OP32,MATCH(BW$35,'Inputs & Outputs'!$G$38:$OP$38,0))","v":{"$error":"#N/A"}},{"$f":"INDEX('Inputs & Outputs'!$G32:$OP32,MATCH(BX$35,'Inputs & Outputs'!$G$38:$OP$38,0))","v":{"$error":"#N/A"}},{"$f":"INDEX('Inputs & Outputs'!$G32:$OP32,MATCH(BY$35,'Inputs & Outputs'!$G$38:$OP$38,0))","v":{"$error":"#N/A"}},{"$f":"INDEX('Inputs & Outputs'!$G32:$OP32,MATCH(BZ$35,'Inputs & Outputs'!$G$38:$OP$38,0))","v":"350MW | 250MW | 125MW"},{"$f":"INDEX('Inputs & Outputs'!$G32:$OP32,MATCH(CA$35,'Inputs & Outputs'!$G$38:$OP$38,0))","v":{"$error":"#N/A"}},{"$f":"INDEX('Inputs & Outputs'!$G32:$OP32,MATCH(CB$35,'Inputs & Outputs'!$G$38:$OP$38,0))","v":{"$error":"#N/A"}},{"$f":"INDEX('Inputs & Outputs'!$G32:$OP32,MATCH(CC$35,'Inputs & Outputs'!$G$38:$OP$38,0))","v":{"$error":"#N/A"}},{"$f":"INDEX('Inputs & Outputs'!$G32:$OP32,MATCH(CD$35,'Inputs & Outputs'!$G$38:$OP$38,0))","v":"350MW | 300MW | 125MW"},{"$f":"INDEX('Inputs & Outputs'!$G32:$OP32,MATCH(CE$35,'Inputs & Outputs'!$G$38:$OP$38,0))","v":{"$error":"#N/A"}},{"$f":"INDEX('Inputs & Outputs'!$G32:$OP32,MATCH(CF$35,'Inputs & Outputs'!$G$38:$OP$38,0))","v":{"$error":"#N/A"}},{"$f":"INDEX('Inputs & Outputs'!$G32:$OP32,MATCH(CG$35,'Inputs & Outputs'!$G$38:$OP$38,0))","v":"400MW | 300MW | 125MW"},{"$f":"INDEX('Inputs & Outputs'!$G32:$OP32,MATCH(CH$35,'Inputs & Outputs'!$G$38:$OP$38,0))","v":{"$error":"#N/A"}},{"$f":"INDEX('Inputs & Outputs'!$G32:$OP32,MATCH(CI$35,'Inputs & Outputs'!$G$38:$OP$38,0))","v":{"$error":"#N/A"}},{"$f":"INDEX('Inputs & Outputs'!$G32:$OP32,MATCH(CJ$35,'Inputs & Outputs'!$G$38:$OP$38,0))","v":"400MW | 350MW | 125MW"},{"$f":"INDEX('Inputs & Outputs'!$G32:$OP32,MATCH(CK$35,'Inputs & Outputs'!$G$38:$OP$38,0))","v":"500MW | 300MW | 125MW"},{"$f":"INDEX('Inputs & Outputs'!$G32:$OP32,MATCH(CL$35,'Inputs & Outputs'!$G$38:$OP$38,0))","v":"400MW | 400MW | 125MW"},{"$f":"INDEX('Inputs & Outputs'!$G32:$OP32,MATCH(CM$35,'Inputs & Outputs'!$G$38:$OP$38,0))","v":{"$error":"#N/A"}},{"$f":"INDEX('Inputs & Outputs'!$G32:$OP32,MATCH(CN$35,'Inputs & Outputs'!$G$38:$OP$38,0))","v":{"$error":"#N/A"}},{"$f":"INDEX('Inputs & Outputs'!$G32:$OP32,MATCH(CO$35,'Inputs & Outputs'!$G$38:$OP$38,0))","v":{"$error":"#N/A"}},{"$f":"INDEX('Inputs & Outputs'!$G32:$OP32,MATCH(CP$35,'Inputs & Outputs'!$G$38:$OP$38,0))","v":"500MW | 350MW | 125MW"},{"$f":"INDEX('Inputs & Outputs'!$G32:$OP32,MATCH(CQ$35,'Inputs & Outputs'!$G$38:$OP$38,0))","v":{"$error":"#N/A"}},{"$f":"INDEX('Inputs & Outputs'!$G32:$OP32,MATCH(CR$35,'Inputs & Outputs'!$G$38:$OP$38,0))","v":{"$error":"#N/A"}},{"$f":"INDEX('Inputs & Outputs'!$G32:$OP32,MATCH(CS$35,'Inputs & Outputs'!$G$38:$OP$38,0))","v":"500MW | 400MW | 125MW"},{"$f":"INDEX('Inputs & Outputs'!$G32:$OP32,MATCH(CT$35,'Inputs & Outputs'!$G$38:$OP$38,0))","v":"550MW | 400MW | 125MW"},{"$f":"INDEX('Inputs & Outputs'!$G32:$OP32,MATCH(CU$35,'Inputs & Outputs'!$G$38:$OP$38,0))","v":"600MW | 400MW | 125MW"},{"$f":"INDEX('Inputs & Outputs'!$G32:$OP32,MATCH(CV$35,'Inputs & Outputs'!$G$38:$OP$38,0))","v":"550MW | 450MW | 125MW"},{"$f":"INDEX('Inputs & Outputs'!$G32:$OP32,MATCH(CW$35,'Inputs & Outputs'!$G$38:$OP$38,0))","v":"600MW | 450MW | 125MW"},{"$f":"INDEX('Inputs & Outputs'!$G32:$OP32,MATCH(CX$35,'Inputs & Outputs'!$G$38:$OP$38,0))","v":"650MW | 450MW | 125MW"},{"$f":"INDEX('Inputs & Outputs'!$G32:$OP32,MATCH(CY$35,'Inputs & Outputs'!$G$38:$OP$38,0))","v":"700MW | 450MW | 125MW"},{"$f":"INDEX('Inputs & Outputs'!$G32:$OP32,MATCH(CZ$35,'Inputs & Outputs'!$G$38:$OP$38,0))","v":"700MW | 500MW | 125MW"},{"$f":"INDEX('Inputs & Outputs'!$G32:$OP32,MATCH(DA$35,'Inputs & Outputs'!$G$38:$OP$38,0))","v":"800MW | 500MW | 125MW"},{"$f":"INDEX('Inputs & Outputs'!$G32:$OP32,MATCH(DB$35,'Inputs & Outputs'!$G$38:$OP$38,0))","v":"850MW | 550MW | 125MW"},{"$f":"INDEX('Inputs & Outputs'!$G32:$OP32,MATCH(DC$35,'Inputs & Outputs'!$G$38:$OP$38,0))","v":"1000MW | 850MW | 125MW"}]
[]
[]
[]
[null,null,{"$f":"C31","v":"Case #"},null,null,{"$f":"F31","v":1},{"$f":"_xlfn._xlws.FILTER(G31:DC31,$G$31:$DC$31<>\"\")","v":2},3,24,45,66,67,88,89,90,111,112,133,134,135,156,157,177,158,178,179,200,221,201,222,243,264,265,307,329,398]
[null,null,{"$f":"C33","v":"Renewable %"},null,null,{"$f":"F33","v":0},{"$f":"_xlfn._xlws.FILTER(G33:DC33,$G$31:$DC$31<>\"\")","v":0},0.12,0.24,0.34699999999999998,0.39500000000000002,0.44400000000000001,0.47699999999999998,0.52400000000000002,0.55900000000000005,0.59899999999999998,0.63900000000000001,0.67100000000000004,0.71399999999999997,0.75,0.78600000000000003,0.82,0.82299999999999995,0.84,0.871,0.9,0.91700000000000004,0.92800000000000005,0.93500000000000005,0.94799999999999995,0.95699999999999996,0.96299999999999997,0.97399999999999998,0.98199999999999998,0.99,1]
[null,null,{"$f":"C35","v":"Pareto Frontier LCOE"},null,null,{"$f":"F35","v":86.047625464448174},{"$f":"_xlfn._xlws.FILTER(G35:DC35,$G$31:$DC$31<>\"\")","v":111.10862864625233},104.79590857441963,98.48318850264377,93.396370430684783,93.34537393606297,93.489723057177798,94.636279583926353,94.879699884575075,96.252411985221897,96.729874423022011,97.670959700838011,98.817870890445647,99.521031893448253,100.84042823415302,101.56913524513129,103.30116822210584,106.02872534302605,106.53158545618453,106.67076725762854,109.09979095042672,111.54273604892069,114.47286501457938,114.90629303448259,117.67137492380471,120.8529683218444,124.23874582639201,128.03796230507487,135.19525222135371,143.04651247168749,180.78831372695277]
[null,null,"Equity Capex",null,null,6.9920850568501498,{"$f":"_xlfn._xlws.FILTER(G36:DC36,$G$31:$DC$31<>\"\")","v":9.227313533056865},10.90580445172432,12.477987200458255,13.946977173339693,15.390345697125378,17.244322542869863,18.583272083448165,20.2779397978031,21.938311877100933,23.101246530113343,24.629728974655151,25.751847052188946,27.174483402834227,28.587119866776643,29.591488638367661,30.974701726806774,31.796949812565423,32.466855781763549,33.047890418436651,34.441561053627304,35.530277874363435,36.660219640794764,36.994967204154996,38.104670123283725,39.258544825657978,40.434351802488813,41.933595946794057,44.319930736105164,47.061933865977267,60.067447820229511]
[null,null,"Debt Service",null,null,12.079809260783803,{"$f":"_xlfn._xlws.FILTER(G37:DC37,$G$31:$DC$31<>\"\")","v":15.941480482931834},18.841309357810346,21.557475933786787,24.095362491820982,26.588984396959052,29.791989865057854,32.10521330677701,35.032989868899982,37.901515903233467,39.910648898173633,42.551317059158393,44.489933685597457,46.947737848951597,49.388265803132342,51.123453960836606,53.513148900115723,54.933697986725917,56.091054664280307,57.094873629274687,59.502635449758394,61.383546712503268,63.33567986067073,63.914003305398005,65.831171001474161,67.824651658845298,69.856023401627553,72.446178291235427,76.568906898349468,81.306102531986227,103.77495504571731]
[null,null,"Variable O&M Cost",null,null,5.7969808149959885,{"$f":"_xlfn._xlws.FILTER(G38:DC38,$G$31:$DC$31<>\"\")","v":28.975160135007179},24.89705931475487,20.936323773498163,17.520285781054699,15.89556708360394,14.130265533477459,13.035537853817811,11.465033557956593,10.319177676928405,9.1774429960960795,8.0136539465639025,7.1510297866308541,6.0104460500239814,5.091623739060136,4.2086790468669824,3.4636272046019738,3.2903725384854288,3.1261968059776271,2.3044845762870092,1.7910448146058933,1.4238262605368728,1.1843196543299581,1.1589544684114734,0.88349182194081077,0.70779116908533835,0.58086771503425538,0.4289045656015667,0.2747341346846614,0.15700105680973767,2.964210871389364E-3]
[null,null,"Fixed O&M Cost",null,null,3.4113511531169336,{"$f":"_xlfn._xlws.FILTER(G39:DC39,$G$31:$DC$31<>\"\")","v":3.0587647642520421},3.8280152555193592,4.5517532775182259,5.2304706035828028,5.8935773623357939,6.0228683084099828,6.649520895339263,6.7565287428906098,6.8748548303601966,7.4435180580162088,7.5411501819937659,8.0920407341039624,8.1744072222286341,8.2677856270665941,8.7783296685063199,8.8751811100973477,9.8435680442473714,9.0117509977352306,9.9001606039897663,10.00940740290638,10.53153882437498,11.063356492815183,10.66806968003732,11.193759516442015,11.730494912376418,12.27235897480911,12.423029823194558,13.51345843540679,14.225478310008858,16.937130229212411]
[null,null,"Fuel Cost",null,null,57.767399178701289,{"$f":"_xlfn._xlws.FILTER(G40:DC40,$G$31:$DC$31<>\"\")","v":53.905909731004378},46.323720194610736,38.959648317382346,32.603274380886617,29.576899396038829,26.300276807362636,24.262735444544116,21.347207917024797,19.218551697598894,17.097017940622734,14.935109538466785,13.333019631924437,11.213957369409826,9.5056331981172963,7.8671839305537361,6.4745092804839848,6.1641369610019181,5.8357272064278138,4.3233580296404215,3.3551422295287701,2.6735463771421433,2.229289365968758,2.1702983764807939,1.6582824606639937,1.3314857558793471,1.0951439324322696,0.80625367824928107,0.51822201680761959,0.29599670690539837,5.8164209221297034E-3]
[null,null,"Location",null,null,"El Paso, TX",{"$f":"_xlfn._xlws.FILTER(G41:DC41,$G$31:$DC$31<>\"\")","v":"El Paso, TX"},"El Paso, TX","El Paso, TX","El Paso, TX","El Paso, TX","El Paso, TX","El Paso, TX","El Paso, TX","El Paso, TX","El Paso, TX","El Paso, TX","El Paso, TX","El Paso, TX","El Paso, TX","El Paso, TX","El Paso, TX","El Paso, TX","El Paso, TX","El Paso, TX","El Paso, TX","El Paso, TX","El Paso, TX","El Paso, TX","El Paso, TX","El Paso, TX","El Paso, TX","El Paso, TX","El Paso, TX","El Paso, TX","El Paso, TX"]
[null,null,"Solar PV Capacity",null,null,0,{"$f":"_xlfn._xlws.FILTER(G42:DC42,$G$31:$DC$31<>\"\")","v":0},50,100,150,200,200,250,250,250,300,300,350,350,350,400,400,500,400,500,500,550,600,550,600,650,700,700,800,850,1000]
[null,null,"BESS Max Power",null,null,0,{"$f":"_xlfn._xlws.FILTER(G43:DC43,$G$31:$DC$31<>\"\")","v":0},0,0,0,0,49.999999999999901,49.999999999999901,100,149.99999999999901,149.99999999999901,199.99999999999901,199.99999999999901,250,299.99999999999898,299.99999999999898,349.99999999999898,299.99999999999898,400,349.99999999999898,400,400,400,449.99999999999898,449.99999999999898,449.99999999999898,449.99999999999898,499.99999999999898,499.99999999999898,550,850]
[null,null,"Natural Gas Capacity",null,null,125,{"$f":"_xlfn._xlws.FILTER(G44:DC44,$G$31:$DC$31<>\"\")","v":125},125,125,125,125,125,125,125,125,125,125,125,125,125,125,125,125,125,125,125,125,125,125,125,125,125,125,125,125,125]
[null,null,"Generators or Turbines?",null,null,"GT",{"$f":"_xlfn._xlws.FILTER(G45:DC45,$G$31:$DC$31<>\"\")","v":"GEN"},"GEN","GEN","GEN","GEN","GEN","GEN","GEN","GEN","GEN","GEN","GEN","GEN","GEN","GEN","GEN","GEN","GEN","GEN","GEN","GEN","GEN","GEN","GEN","GEN","GEN","GEN","GEN","GEN","GEN"]
[null,null,"System Spec",null,null,"0MW | 0MW | 125MW",{"$f":"_xlfn._xlws.FILTER(G46:DC46,$G$31:$DC$31<>\"\")","v":"0MW | 0MW | 125MW"},"50MW | 0MW | 125MW","100MW | 0MW | 125MW","150MW | 0MW | 125MW","200MW | 0MW | 125MW","200MW | 50MW | 125MW","250MW | 50MW | 125MW","250MW | 100MW | 125MW","250MW | 150MW | 125MW","300MW | 150MW | 125MW","300MW | 200MW | 125MW","350MW | 200MW | 125MW","350MW | 250MW | 125MW","350MW | 300MW | 125MW","400MW | 300MW | 125MW","400MW | 350MW | 125MW","500MW | 300MW | 125MW","400MW | 400MW | 125MW","500MW | 350MW | 125MW","500MW | 400MW | 125MW","550MW | 400MW | 125MW","600MW | 400MW | 125MW","550MW | 450MW | 125MW","600MW | 450MW | 125MW","650MW | 450MW | 125MW","700MW | 450MW | 125MW","700MW | 500MW | 125MW","800MW | 500MW | 125MW","850MW | 550MW | 125MW","1000MW | 850MW | 125MW"]
[]
[null,"SUMMARY OF POWERFLOW SIMULATIONS"]
[]
[null,null,"Simulation Quantity","(#)",{"$f":"MAX(data!B:B)/MAX(simulations[Operating Year])","v":9918.2999999999993}]
[null,null,"Locations","(city, state)",{"$f":"TRANSPOSE(_xlfn.UNIQUE(simulations[Location]))","v":"Amarillo, TX"},"Beryl Junction, UT","El Paso, TX","Lovelock, NV","North Komelik, AZ","Trinidad, CO","Willcox, NM","Yuma, AZ"]
[null,null,"Solar PV Capacities","(MW-DC)",{"$f":"TRANSPOSE(_xlfn.UNIQUE(simulations[Solar Capacity (MW-DC)]))","v":0},50,100,150,200,250,300,350,400,500,550,600,650,700,750,800,850,900,950,1000]
[null,null,"Battery Capacities","(MW-AC, 4-hour)",{"$f":"TRANSPOSE(_xlfn.UNIQUE(simulations[BESS Capacity (MW-AC)]))","v":0},49.999999999999901,100,149.99999999999901,199.99999999999901,250,299.99999999999898,349.99999999999898,400,449.99999999999898,499.99999999999898,550,599.99999999999898,649.99999999999898,700,749.99999999999898,799.99999999999898,850,899.99999999999898,950,1000]
[null,null,"Natural Gas Capacities","(MW)",{"$f":"TRANSPOSE(_xlfn.UNIQUE(simulations[Generator Capacity (MW-AC)]))","v":100},125,0]
[]
[null,"SUMMARY OF LCOE CALCULATIONS"]
[]
[null,null,"Cases Run","(#)",{"$f":"COUNT('Inputs & Outputs'!G4:OP4)","v":400}]
[null,null,"Pareto Frontier Cases","(%)",{"$f":"COUNT(G50:DC50)","v":30}]
[null,null,"Locations","(city, state)",{"$f":"_xlfn.UNIQUE('Inputs & Outputs'!F7:OP7,TRUE)","v":"El Paso, TX"}]
[null,null,"Solar PV Capacities","(MW-DC)",{"$f":"_xlfn.UNIQUE('Inputs & Outputs'!F8:OP8,TRUE)","v":0},50,100,150,200,250,300,350,400,500,550,600,650,700,750,800,850,900,950,1000]
[null,null,"Battery Capacities","(MW-AC, 4-hour)",{"$f":"_xlfn.UNIQUE('Inputs & Outputs'!F9:OP9,TRUE)","v":0},49.999999999999901,100,149.99999999999901,199.99999999999901,250,299.99999999999898,349.99999999999898,400,449.99999999999898,499.99999999999898,550,599.99999999999898,649.99999999999898,700,749.99999999999898,799.99999999999898,850,899.99999999999898,950,1000]
[null,null,"Natural Gas Capacities","(MW)",{"$f":"_xlfn.UNIQUE('Inputs & Outputs'!F10:OP10,TRUE)","v":125}]

{"sheet":"Inputs & Outputs","index":2,"n_rows":45,"n_cols":406,"rows_kept":45,"cut":false,"hidden":false,"merged":[]}
[]
[null,"INPUTS"]
[null,null,null,null,"Active Case"]
[null,"Case",null,null,1,1,{"$f":"F4+1","v":2},3,4,5,6,7,8,9,10,11,12,13,14,15,16,17,18,19,20,21,22,23,24,25,26,27,28,29,30,31,32,33,34,35,36,37,38,39,40,41,42,43,44,45,46,47,48,49,50,51,52,53,54,55,56,57,58,59,60,61,62,63,64,65,{"$f":"BR4+1","v":66},67,68,69,70,71,72,73,74,75,76,77,78,79,80,81,82,83,84,85,86,87,88,89,90,91,92,93,94,95,96,97,98,99,100,101,102,103,104,105,106,107,108,109,110,111,112,113,114,115,116,117,118,119,120,121,122,123,124,125,126,127,128,129,{"$f":"ED4+1","v":130},131,132,133,134,135,136,137,138,139,140,141,142,143,144,145,146,147,148,149,150,151,152,153,154,155,156,157,158,159,160,161,162,163,164,165,166,167,168,169,170,171,172,173,174,175,176,177,178,179,180,181,182,183,184,185,186,187,188,189,190,191,192,193,{"$f":"GP4+1","v":194},195,196,197,198,199,200,201,202,203,204,205,206,207,208,209,210,211,212,213,214,215,216,217,218,219,220,221,222,223,224,225,226,227,228,229,230,231,232,233,234,235,236,237,238,239,240,241,242,243,244,245,246,247,248,249,250,251,252,253,254,255,256,257,{"$f":"JB4+1","v":258},259,260,261,262,263,264,265,266,267,268,269,270,271,272,273,274,275,276,277,278,279,280,281,282,283,284,285,286,287,288,289,290,291,292,293,294,295,296,297,298,299,300,301,302,303,304,305,306,307,308,309,310,311,312,313,314,315,316,317,318,319,320,321,{"$f":"LN4+1","v":322},323,324,325,326,327,328,329,330,331,332,333,334,335,336,337,338,339,340,341,342,343,344,345,346,347,348,349,350,351,352,353,354,355,356,357,358,359,360,361,362,363,364,365,366,367,368,369,370,371,372,373,374,375,376,377,378,379,380,381,382,383,384,385,{"$f":"NZ4+1","v":386},387,388,389,390,391,392,393,394,395,396,397,398,399,400,401]
[null,"Configuration",null,null,null,0,0,0,0,0,0,0,0,0,0,0,0,0,0,0,0,0,0,0,0,0,0,0,0,0,0,0,0,0,0,0,0,0,0,0,0,0,0,0,0,0,0,0,0,0,0,0,0,0,0,0,0,0,0,0,0,0,0,0,0,0,0,0,0,0,0,0,0,0,0,0,0,0,0,0,0,0,0,0,0,0,0,0,0,0,0,0,0,0,0,0,0,0,0,0,0,0,0,0,0,0,0,0,0,0,0,0,0,0,0,0,0,0,0,0,0,0,0,0,0,0,0,0,0,0,0,0,0,0,0,0,0,0,0,0,0,0,0,0,0,0,0,0,0,0,0,0,0,0,0,0,0,0,0,0,0,0,0,0,0,0,0,0,0,0,0,0,0,0,0,0,0,0,0,0,0,0,0,0,0,0,0,0,0,0,0,0,0,0,0,0,0,0,0,0,0,0,0,0,0,0,0,0,0,0,0,0,0,0,0,0,0,0,0,0,0,0,0,0,0,0,0,0,0,0,0,0,0,0,0,0,0,0,0,0,0,0,0,0,0,0,0,0,0,0,0,0,0,0]
[null,null,"Data Center Demand","(MW)",100]
[null,null,"Location","(City, State)",{"$f":"IF(INDEX(F7:OP7,MATCH($E$4,$F$4:$OP$4,0))=\"\",\"\",INDEX(F7:OP7,MATCH($E$4,$F$4:$OP$4,0)))","v":"El Paso, TX"},"El Paso, TX","El Paso, TX","El Paso, TX","El Paso, TX","El Paso, TX","El Paso, TX","El Paso, TX","El Paso, TX","El Paso, TX","El Paso, TX","El Paso, TX","El Paso, TX","El Paso, TX","El Paso, TX","El Paso, TX","El Paso, TX","El Paso, TX","El Paso, TX","El Paso, TX","El Paso, TX","El Paso, TX","El Paso, TX","El Paso, TX","El Paso, TX","El Paso, TX","El Paso, TX","El Paso, TX","El Paso, TX","El Paso, TX","El Paso, TX","El Paso, TX","El Paso, TX","El Paso, TX","El Paso, TX","El Paso, TX","El Paso, TX","El Paso, TX","El Paso, TX","El Paso, TX","El Paso, TX","El Paso, TX","El Paso, TX","El Paso, TX","El Paso, TX","El Paso, TX","El Paso, TX","El Paso, TX","El Paso, TX","El Paso, TX","El Paso, TX","El Paso, TX","El Paso, TX","El Paso, TX","El Paso, TX","El Paso, TX","El Paso, TX","El Paso, TX","El Paso, TX","El Paso, TX","El Paso, TX","El Paso, TX","El Paso, TX","El Paso, TX","El Paso, TX","El Paso, TX","El Paso, TX","El Paso, TX","El Paso, TX","El Paso, TX","El Paso, TX","El Paso, TX","El Paso, TX","El Paso, TX","El Paso, TX","El Paso, TX","El Paso, TX","El Paso, TX","El Paso, TX","El Paso, TX","El Paso, TX","El Paso, TX","El Paso, TX","El Paso, TX","El Paso, TX","El Paso, TX","El Paso, TX","El Paso, TX","El Paso, TX","El Paso, TX","El Paso, TX","El Paso, TX","El Paso, TX","El Paso, TX","El Paso, TX","El Paso, TX","El Paso, TX","El Paso, TX","El Paso, TX","El Paso, TX","El Paso, TX","El Paso, TX","El Paso, TX","El Paso, TX","El Paso, TX","El Paso, TX","El Paso, TX","El Paso, TX","El Paso, TX","El Paso, TX","El Paso, TX","El Paso, TX","El Paso, TX","El Paso, TX","El Paso, TX","El Paso, TX","El Paso, TX","El Paso, TX","El Paso, TX","El Paso, TX","El Paso, TX","El Paso, TX","El Paso, TX","El Paso, TX","El Paso, TX","El Paso, TX","El Paso, TX","El Paso, TX","El Paso, TX","El Paso, TX","El Paso, TX","El Paso, TX","El Paso, TX","El Paso, TX","El Paso, TX","El Paso, TX","El Paso, TX","El Paso, TX","El Paso, TX","El Paso, TX","El Paso, TX","El Paso, TX","El Paso, TX","El Paso, TX","El Paso, TX","El Paso, TX","El Paso, TX","El Paso, TX","El Paso, TX","El Paso, TX","El Paso, TX","El Paso, TX","El Paso, TX","El Paso, TX","El Paso, TX","El Paso, TX","El Paso, TX","El Paso, TX","El Paso, TX","El Paso, TX","El Paso, TX","El Paso, TX","El Paso, TX","El Paso, TX","El Paso, TX","El Paso, TX","El Paso, TX","El Paso, TX","El Paso, TX","El Paso, TX","El Paso, TX","El Paso, TX","El Paso, TX","El Paso, TX","El Paso, TX","El Paso, TX","El Paso, TX","El Paso, TX","El Paso, TX","El Paso, TX","El Paso, TX","El Paso, TX","El Paso, TX","El Paso, TX","El Paso, TX","El Paso, TX","El Paso, TX","El Paso, TX","El Paso, TX","El Paso, TX","El Paso, TX","El Paso, TX","El Paso, TX","El Paso, TX","El Paso, TX","El Paso, TX","El Paso, TX","El Paso, TX","El Paso, TX","El Paso, TX","El Paso, TX","El Paso, TX","El Paso, TX","El Paso, TX","El Paso, TX","El Paso, TX","El Paso, TX","El Paso, TX","El Paso, TX","El Paso, TX","El Paso, TX","El Paso, TX","El Paso, TX","El Paso, TX","El Paso, TX","El Paso, TX","El Paso, TX","El Paso, TX","El Paso, TX","El Paso, TX","El Paso, TX","El Paso, TX","El Paso, TX","El Paso, TX","El Paso, TX","El Paso, TX","El Paso, TX","El Paso, TX","El Paso, TX","El Paso, TX","El Paso, TX","El Paso, TX","El Paso, TX","El Paso, TX","El Paso, TX","El Paso, TX","El Paso, TX","El Paso, TX","El Paso, TX","El Paso, TX","El Paso, TX","El Paso, TX","El Paso, TX","El Paso, TX","El Paso, TX","El Paso, TX","El Paso, TX","El Paso, TX","El Paso, TX","El Paso, TX","El Paso, TX","El Paso, TX","El Paso, TX","El Paso, TX","El Paso, TX","El Paso, TX","El Paso, TX","El Paso, TX","El Paso, TX","El Paso, TX","El Paso, TX","El Paso, TX","El Paso, TX","El Paso, TX","El Paso, TX","El Paso, TX","El Paso, TX","El Paso, TX","El Paso, TX","El Paso, TX","El Paso, TX","El Paso, TX","El Paso, TX","El Paso, TX","El Paso, TX","El Paso, TX","El Paso, TX","El Paso, TX","El Paso, TX","El Paso, TX","El Paso, TX","El Paso, TX","El Paso, TX","El Paso, TX","El Paso, TX","El Paso, TX","El Paso, TX","El Paso, TX","El Paso, TX","El Paso, TX","El Paso, TX","El Paso, TX","El Paso, TX","El Paso, TX","El Paso, TX","El Paso, TX","El Paso, TX","El Paso, TX","El Paso, TX","El Paso, TX","El Paso, TX","El Paso, TX","El Paso, TX","El Paso, TX","El Paso, TX","El Paso, TX","El Paso, TX","El Paso, TX","El Paso, TX","El Paso, TX","El Paso, TX","El Paso, TX","El Paso, TX","El Paso, TX","El Paso, TX","El Paso, TX","El Paso, TX","El Paso, TX","El Paso, TX","El Paso, TX","El Paso, TX","El Paso, TX","El Paso, TX","El Paso, TX","El Paso, TX","El Paso, TX","El Paso, TX","El Paso, TX","El Paso, TX","El Paso, TX","El Paso, TX","El Paso, TX","El Paso, TX","El Paso, TX","El Paso, TX","El Paso, TX","El Paso, TX","El Paso, TX","El Paso, TX","El Paso, TX","El Paso, TX","El Paso, TX","El Paso, TX","El Paso, TX","El Paso, TX","El Paso, TX","El Paso, TX","El Paso, TX","El Paso, TX","El Paso, TX","El Paso, TX","El Paso, TX","El Paso, TX","El Paso, TX","El Paso, TX","El Paso, TX","El Paso, TX","El Paso, TX","El Paso, TX","El Paso, TX","El Paso, TX","El Paso, TX","El Paso, TX","El Paso, TX","El Paso, TX","El Paso, TX","El Paso, TX","El Paso, TX","El Paso, TX","El Paso, TX","El Paso, TX","El Paso, TX","El Paso, TX","El Paso, TX","El Paso, TX","El Paso, TX","El Paso, TX","El Paso, TX","El Paso, TX","El Paso, TX","El Paso, TX","El Paso, TX","El Paso, TX","El Paso, TX","El Paso, TX","El Paso, TX","El Paso, TX","El Paso, TX","El Paso, TX","El Paso, TX","El Paso, TX","El Paso, TX","El Paso, TX","El Paso, TX","El Paso, TX","El Paso, TX","El Paso, TX","El Paso, TX","El Paso, TX","El Paso, TX","El Paso, TX","El Paso, TX"]
[null,null,"Solar PV Capacity","(MW-DC, 1.2 ILR)",0,0,0,50,50,50,50,50,50,50,50,50,50,50,50,50,50,50,50,50,50,50,50,50,100,100,100,100,100,100,100,100,100,100,100,100,100,100,100,100,100,100,100,100,100,150,150,150,150,150,150,150,150,150,150,150,150,150,150,150,150,150,150,150,150,150,200,200,200,200,200,200,200,200,200,200,200,200,200,200,200,200,200,200,200,200,200,250,250,250,250,250,250,250,250,250,250,250,250,250,250,250,250,250,250,250,250,250,300,300,300,300,300,300,300,300,300,300,300,300,300,300,300,300,300,300,300,300,300,350,350,350,350,350,350,350,350,350,350,350,350,350,350,350,350,350,350,350,350,350,400,400,400,400,400,400,400,400,400,400,400,400,400,400,400,400,400,400,400,400,400,500,500,500,500,500,500,500,500,500,500,500,500,500,500,500,500,500,500,500,500,500,550,550,550,550,550,550,550,550,550,550,550,550,550,550,550,550,550,550,550,550,550,600,600,600,600,600,600,600,600,600,600,600,600,600,600,600,600,600,600,600,600,600,650,650,650,650,650,650,650,650,650,650,650,650,650,650,650,650,650,650,650,650,650,700,700,700,700,700,700,700,700,700,700,700,700,700,700,700,700,700,700,700,700,700,750,750,750,750,750,750,750,750,750,750,750,750,750,750,750,750,750,750,750,750,750,800,800,800,800,800,800,800,800,800,800,800,800,800,800,800,800,800,800,800,800,800,850,850,850,850,850,850,850,850,850,850,850,850,850,850,850,850,850,850,850,850,850,900,900,900,900,900,900,900,900,900,900,900,900,900,900,900,900,900,900,900,900,900,950,950,950,950,950,950,950,950,950,950,950,950,950,950,950,950,950,950,950,950,950,1000,1000,1000,1000,1000,1000,1000,1000,1000,1000,1000,1000,1000,1000,1000,1000,1000,1000,1000,1000,1000]
[null,null,"BESS Max Power","(MW)",0,0,0,0,49.999999999999901,100,149.99999999999901,199.99999999999901,250,299.99999999999898,349.99999999999898,400,449.99999999999898,499.99999999999898,550,599.99999999999898,649.99999999999898,700,749.99999999999898,799.99999999999898,850,899.99999999999898,950,1000,0,49.999999999999901,100,149.99999999999901,199.99999999999901,250,299.99999999999898,349.99999999999898,400,449.99999999999898,499.99999999999898,550,599.99999999999898,649.99999999999898,700,749.99999999999898,799.99999999999898,850,899.99999999999898,950,1000,0,49.999999999999901,100,149.99999999999901,199.99999999999901,250,299.99999999999898,349.99999999999898,400,449.99999999999898,499.99999999999898,550,599.99999999999898,649.99999999999898,700,749.99999999999898,799.99999999999898,850,899.99999999999898,950,1000,0,49.999999999999901,100,149.99999999999901,199.99999999999901,250,299.99999999999898,349.99999999999898,400,449.99999999999898,499.99999999999898,550,599.99999999999898,649.99999999999898,700,749.99999999999898,799.99999999999898,850,899.99999999999898,950,1000,0,49.999999999999901,100,149.99999999999901,199.99999999999901,250,299.99999999999898,349.99999999999898,400,449.99999999999898,499.99999999999898,550,599.99999999999898,649.99999999999898,700,749.99999999999898,799.99999999999898,850,899.99999999999898,950,1000,0,49.999999999999901,100,149.99999999999901,199.99999999999901,250,299.99999999999898,349.99999999999898,400,449.99999999999898,499.99999999999898,550,599.99999999999898,649.99999999999898,700,749.99999999999898,799.99999999999898,850,899.99999999999898,950,1000,0,49.999999999999901,100,149.99999999999901,199.99999999999901,250,299.99999999999898,349.99999999999898,400,449.99999999999898,499.99999999999898,550,599.99999999999898,649.99999999999898,700,749.99999999999898,799.99999999999898,850,899.99999999999898,950,1000,0,49.999999999999901,100,149.99999999999901,199.99999999999901,250,299.99999999999898,349.99999999999898,400,449.99999999999898,499.99999999999898,550,599.99999999999898,649.99999999999898,700,749.99999999999898,799.99999999999898,850,899.99999999999898,950,1000,0,49.999999999999901,100,149.99999999999901,199.99999999999901,250,299.99999999999898,349.99999999999898,400,449.99999999999898,499.99999999999898,550,599.99999999999898,649.99999999999898,700,749.99999999999898,799.99999999999898,850,899.99999999999898,950,1000,0,49.999999999999901,100,149.99999999999901,199.99999999999901,250,299.99999999999898,349.99999999999898,400,449.99999999999898,499.99999999999898,550,599.99999999999898,649.99999999999898,700,749.99999999999898,799.99999999999898,850,899.99999999999898,950,1000,0,49.999999999999901,100,149.99999999999901,199.99999999999901,250,299.99999999999898,349.99999999999898,400,449.99999999999898,499.99999999999898,550,599.99999999999898,649.99999999999898,700,749.99999999999898,799.99999999999898,850,899.99999999999898,950,1000,0,49.999999999999901,100,149.99999999999901,199.99999999999901,250,299.99999999999898,349.99999999999898,400,449.99999999999898,499.99999999999898,550,599.99999999999898,649.99999999999898,700,749.99999999999898,799.99999999999898,850,899.99999999999898,950,1000,0,49.999999999999901,100,149.99999999999901,199.99999999999901,250,299.99999999999898,349.99999999999898,400,449.99999999999898,499.99999999999898,550,599.99999999999898,649.99999999999898,700,749.99999999999898,799.99999999999898,850,899.99999999999898,950,1000,0,49.999999999999901,100,149.99999999999901,199.99999999999901,250,299.99999999999898,349.99999999999898,400,449.99999999999898,499.99999999999898,550,599.99999999999898,649.99999999999898,700,749.99999999999898,799.99999999999898,850,899.99999999999898,950,1000,0,49.999999999999901,100,149.99999999999901,199.99999999999901,250,299.99999999999898,349.99999999999898,400,449.99999999999898,499.99999999999898,550,599.99999999999898,649.99999999999898,700,749.99999999999898,799.99999999999898,850,899.99999999999898,950,1000,0,49.999999999999901,100,149.99999999999901,199.99999999999901,250,299.99999999999898,349.99999999999898,400,449.99999999999898,499.99999999999898,550,599.99999999999898,649.99999999999898,700,749.99999999999898,799.99999999999898,850,899.99999999999898,950,1000,0,49.999999999999901,100,149.99999999999901,199.99999999999901,250,299.99999999999898,349.99999999999898,400,449.99999999999898,499.99999999999898,550,599.99999999999898,649.99999999999898,700,749.99999999999898,799.99999999999898,850,899.99999999999898,950,1000,0,49.999999999999901,100,149.99999999999901,199.99999999999901,250,299.99999999999898,349.99999999999898,400,449.99999999999898,499.99999999999898,550,599.99999999999898,649.99999999999898,700,749.99999999999898,799.99999999999898,850,899.99999999999898,950,1000,0,49.999999999999901,100,149.99999999999901,199.99999999999901,250,299.99999999999898,349.99999999999898,400,449.99999999999898,499.99999999999898,550,599.99999999999898,649.99999999999898,700,749.99999999999898,799.99999999999898,850,899.99999999999898,950,1000]
[null,null,"Natural Gas Capacity","(MW)",125,125,125,125,125,125,125,125,125,125,125,125,125,125,125,125,125,125,125,125,125,125,125,125,125,125,125,125,125,125,125,125,125,125,125,125,125,125,125,125,125,125,125,125,125,125,125,125,125,125,125,125,125,125,125,125,125,125,125,125,125,125,125,125,125,125,125,125,125,125,125,125,125,125,125,125,125,125,125,125,125,125,125,125,125,125,125,125,125,125,125,125,125,125,125,125,125,125,125,125,125,125,125,125,125,125,125,125,125,125,125,125,125,125,125,125,125,125,125,125,125,125,125,125,125,125,125,125,125,125,125,125,125,125,125,125,125,125,125,125,125,125,125,125,125,125,125,125,125,125,125,125,125,125,125,125,125,125,125,125,125,125,125,125,125,125,125,125,125,125,125,125,125,125,125,125,125,125,125,125,125,125,125,125,125,125,125,125,125,125,125,125,125,125,125,125,125,125,125,125,125,125,125,125,125,125,125,125,125,125,125,125,125,125,125,125,125,125,125,125,125,125,125,125,125,125,125,125,125,125,125,125,125,125,125,125,125,125,125,125,125,125,125,125,125,125,125,125,125,125,125,125,125,125,125,125,125,125,125,125,125,125,125,125,125,125,125,125,125,125,125,125,125,125,125,125,125,125,125,125,125,125,125,125,125,125,125,125,125,125,125,125,125,125,125,125,125,125,125,125,125,125,125,125,125,125,125,125,125,125,125,125,125,125,125,125,125,125,125,125,125,125,125,125,125,125,125,125,125,125,125,125,125,125,125,125,125,125,125,125,125,125,125,125,125,125,125,125,125,125,125,125,125,125,125,125,125,125,125,125,125,125,125,125,125,125,125,125,125,125,125,125,125,125,125,125,125,125,125,125,125,125,125,125,125,125,125,125,125,125,125,125,125,125,125,125,125,125,125,125,125,125]
[null,null,"Generators or Turbines?","(GEN/GT)","GT","GT","GEN","GEN","GEN","GEN","GEN","GEN","GEN","GEN","GEN","GEN","GEN","GEN","GEN","GEN","GEN","GEN","GEN","GEN","GEN","GEN","GEN","GEN","GEN","GEN","GEN","GEN","GEN","GEN","GEN","GEN","GEN","GEN","GEN","GEN","GEN","GEN","GEN","GEN","GEN","GEN","GEN","GEN","GEN","GEN","GEN","GEN","GEN","GEN","GEN","GEN","GEN","GEN","GEN","GEN","GEN","GEN","GEN","GEN","GEN","GEN","GEN","GEN","GEN","GEN","GEN","GEN","GEN","GEN","GEN","GEN","GEN","GEN","GEN","GEN","GEN","GEN","GEN","GEN","GEN","GEN","GEN","GEN","GEN","GEN","GEN","GEN","GEN","GEN","GEN","GEN","GEN","GEN","GEN","GEN","GEN","GEN","GEN","GEN","GEN","GEN","GEN","GEN","GEN","GEN","GEN","GEN","GEN","GEN","GEN","GEN","GEN","GEN","GEN","GEN","GEN","GEN","GEN","GEN","GEN","GEN","GEN","GEN","GEN","GEN","GEN","GEN","GEN","GEN","GEN","GEN","GEN","GEN","GEN","GEN","GEN","GEN","GEN","GEN","GEN","GEN","GEN","GEN","GEN","GEN","GEN","GEN","GEN","GEN","GEN","GEN","GEN","GEN","GEN","GEN","GEN","GEN","GEN","GEN","GEN","GEN","GEN","GEN","GEN","GEN","GEN","GEN","GEN","GEN","GEN","GEN","GEN","GEN","GEN","GEN","GEN","GEN","GEN","GEN","GEN","GEN","GEN","GEN","GEN","GEN","GEN","GEN","GEN","GEN","GEN","GEN","GEN","GEN","GEN","GEN","GEN","GEN","GEN","GEN","GEN","GEN","GEN","GEN","GEN","GEN","GEN","GEN","GEN","GEN","GEN","GEN","GEN","GEN","GEN","GEN","GEN","GEN","GEN","GEN","GEN","GEN","GEN","GEN","GEN","GEN","GEN","GEN","GEN","GEN","GEN","GEN","GEN","GEN","GEN","GEN","GEN","GEN","GEN","GEN","GEN","GEN","GEN","GEN","GEN","GEN","GEN","GEN","GEN","GEN","GEN","GEN","GEN","GEN","GEN","GEN","GEN","GEN","GEN","GEN","GEN","GEN","GEN","GEN","GEN","GEN","GEN","GEN","GEN","GEN","GEN","GEN","GEN","GEN","GEN","GEN","GEN","GEN","GEN","GEN","GEN","GEN","GEN","GEN","GEN","GEN","GEN","GEN","GEN","GEN","GEN","GEN","GEN","GEN","GEN","GEN","GEN","GEN","GEN","GEN","GEN","GEN","GEN","GEN","GEN","GEN","GEN","GEN","GEN","GEN","GEN","GEN","GEN","GEN","GEN","GEN","GEN","GEN","GEN","GEN","GEN","GEN","GEN","GEN","GEN","GEN","GEN","GEN","GEN","GEN","GEN","GEN","GEN","GEN","GEN","GEN","GEN","GEN","GEN","GEN","GEN","GEN","GEN","GEN","GEN","GEN","GEN","GEN","GEN","GEN","GEN","GEN","GEN","GEN","GEN","GEN","GEN","GEN","GEN","GEN","GEN","GEN","GEN","GEN","GEN","GEN","GEN","GEN","GEN","GEN","GEN","GEN","GEN","GEN","GEN","GEN","GEN","GEN","GEN","GEN","GEN","GEN","GEN","GEN","GEN","GEN","GEN","GEN","GEN","GEN","GEN","GEN","GEN","GEN","GEN","GEN","GEN","GEN","GEN","GEN","GEN","GEN"]
[null,"Financial Inputs",null,null,""]
[null,null,"Cost of Debt","(%)",7.4999999999999997E-2,7.4999999999999997E-2,7.4999999999999997E-2,7.4999999999999997E-2,7.4999999999999997E-2,7.4999999999999997E-2,7.4999999999999997E-2,7.4999999999999997E-2,7.4999999999999997E-2,7.4999999999999997E-2,7.4999999999999997E-2,7.4999999999999997E-2,7.4999999999999997E-2,7.4999999999999997E-2,7.4999999999999997E-2,7.4999999999999997E-2,7.4999999999999997E-2,7.4999999999999997E-2,7.4999999999999997E-2,7.4999999999999997E-2,7.4999999999999997E-2,7.4999999999999997E-2,7.4999999999999997E-2,7.4999999999999997E-2,7.4999999999999997E-2,7.4999999999999997E-2,7.4999999999999997E-2,7.4999999999999997E-2,7.4999999999999997E-2,7.4999999999999997E-2,7.4999999999999997E-2,7.4999999999999997E-2,7.4999999999999997E-2,7.4999999999999997E-2,7.4999999999999997E-2,7.4999999999999997E-2,7.4999999999999997E-2,7.4999999999999997E-2,7.4999999999999997E-2,7.4999999999999997E-2,7.4999999999999997E-2,7.4999999999999997E-2,7.4999999999999997E-2,7.4999999999999997E-2,7.4999999999999997E-2,7.4999999999999997E-2,7.4999999999999997E-2,7.4999999999999997E-2,7.4999999999999997E-2,7.4999999999999997E-2,7.4999999999999997E-2,7.4999999999999997E-2,7.4999999999999997E-2,7.4999999999999997E-2,7.4999999999999997E-2,7.4999999999999997E-2,7.4999999999999997E-2,7.4999999999999997E-2,7.4999999999999997E-2,7.4999999999999997E-2,7.4999999999999997E-2,7.4999999999999997E-2,7.4999999999999997E-2,7.4999999999999997E-2,7.4999999999999997E-2,7.4999999999999997E-2,7.4999999999999997E-2,7.4999999999999997E-2,7.4999999999999997E-2,7.4999999999999997E-2,7.4999999999999997E-2,7.4999999999999997E-2,7.4999999999999997E-2,7.4999999999999997E-2,7.4999999999999997E-2,7.4999999999999997E-2,7.4999999999999997E-2,7.4999999999999997E-2,7.4999999999999997E-2,7.4999999999999997E-2,7.4999999999999997E-2,7.4999999999999997E-2,7.4999999999999997E-2,7.4999999999999997E-2,7.4999999999999997E-2,7.4999999999999997E-2,7.4999999999999997E-2,7.4999999999999997E-2,7.4999999999999997E-2,7.4999999999999997E-2,7.4999999999999997E-2,7.4999999999999997E-2,7.4999999999999997E-2,7.4999999999999997E-2,7.4999999999999997E-2,7.4999999999999997E-2,7.4999999999999997E-2,7.4999999999999997E-2,7.4999999999999997E-2,7.4999999999999997E-2,7.4999999999999997E-2,7.4999999999999997E-2,7.4999999999999997E-2,7.4999999999999997E-2,7.4999999999999997E-2,7.4999999999999997E-2,7.4999999999999997E-2,7.4999999999999997E-2,7.4999999999999997E-2,7.4999999999999997E-2,7.4999999999999997E-2,7.4999999999999997E-2,7.4999999999999997E-2,7.4999999999999997E-2,7.4999999999999997E-2,7.4999999999999997E-2,7.4999999999999997E-2,7.4999999999999997E-2,7.4999999999999997E-2,7.4999999999999997E-2,7.4999999999999997E-2,7.4999999999999997E-2,7.4999999999999997E-2,7.4999999999999997E-2,7.4999999999999997E-2,7.4999999999999997E-2,7.4999999999999997E-2,7.4999999999999997E-2,7.4999999999999997E-2,7.4999999999999997E-2,7.4999999999999997E-2,7.4999999999999997E-2,7.4999999999999997E-2,7.4999999999999997E-2,7.4999999999999997E-2,7.4999999999999997E-2,7.4999999999999997E-2,7.4999999999999997E-2,7.4999999999999997E-2,7.4999999999999997E-2,7.4999999999999997E-2,7.4999999999999997E-2,7.4999999999999997E-2,7.4999999999999997E-2,7.4999999999999997E-2,7.4999999999999997E-2,7.4999999999999997E-2,7.4999999999999997E-2,7.4999999999999997E-2,7.4999999999999997E-2,7.4999999999999997E-2,7.4999999999999997E-2,7.4999999999999997E-2,7.4999999999999997E-2,7.4999999999999997E-2,7.4999999999999997E-2,7.4999999999999997E-2,7.4999999999999997E-2,7.4999999999999997E-2,7.4999999999999997E-2,7.4999999999999997E-2,7.4999999999999997E-2,7.4999999999999997E-2,7.4999999999999997E-2,7.4999999999999997E-2,7.4999999999999997E-2,7.4999999999999997E-2,7.4999999999999997E-2,7.4999999999999997E-2,7.4999999999999997E-2,7.4999999999999997E-2,7.4999999999999997E-2,7.4999999999999997E-2,7.4999999999999997E-2,7.4999999999999997E-2,7.4999999999999997E-2,7.4999999999999997E-2,7.4999999999999997E-2,7.4999999999999997E-2,7.4999999999999997E-2,7.4999999999999997E-2,7.4999999999999997E-2,7.4999999999999997E-2,7.4999999999999997E-2,7.4999999999999997E-2,7.4999999999999997E-2,7.4999999999999997E-2,7.4999999999999997E-2,7.4999999999999997E-2,7.4999999999999997E-2,7.4999999999999997E-2,7.4999999999999997E-2,7.4999999999999997E-2,7.4999999999999997E-2,7.4999999999999997E-2,7.4999999999999997E-2,7.4999999999999997E-2,7.4999999999999997E-2,7.4999999999999997E-2,7.4999999999999997E-2,7.4999999999999997E-2,7.4999999999999997E-2,7.4999999999999997E-2,7.4999999999999997E-2,7.4999999999999997E-2,7.4999999999999997E-2,7.4999999999999997E-2,7.4999999999999997E-2,7.4999999999999997E-2,7.4999999999999997E-2,7.4999999999999997E-2,7.4999999999999997E-2,7.4999999999999997E-2,7.4999999999999997E-2,7.4999999999999997E-2,7.4999999999999997E-2,7.4999999999999997E-2,7.4999999999999997E-2,7.4999999999999997E-2,7.4999999999999997E-2,7.4999999999999997E-2,7.4999999999999997E-2,7.4999999999999997E-2,7.4999999999999997E-2,7.4999999999999997E-2,7.4999999999999997E-2,7.4999999999999997E-2,7.4999999999999997E-2,7.4999999999999997E-2,7.4999999999999997E-2,7.4999999999999997E-2,7.4999999999999997E-2,7.4999999999999997E-2,7.4999999999999997E-2,7.4999999999999997E-2,7.4999999999999997E-2,7.4999999999999997E-2,7.4999999999999997E-2,7.4999999999999997E-2,7.4999999999999997E-2,7.4999999999999997E-2,7.4999999999999997E-2,7.4999999999999997E-2,7.4999999999999997E-2,7.4999999999999997E-2,7.4999999999999997E-2,7.4999999999999997E-2,7.4999999999999997E-2,7.4999999999999997E-2,7.4999999999999997E-2,7.4999999999999997E-2,7.4999999999999997E-2,7.4999999999999997E-2,7.4999999999999997E-2,7.4999999999999997E-2,7.4999999999999997E-2,7.4999999999999997E-2,7.4999999999999997E-2,7.4999999999999997E-2,7.4999999999999997E-2,7.4999999999999997E-2,7.4999999999999997E-2,7.4999999999999997E-2,7.4999999999999997E-2,7.4999999999999997E-2,7.4999999999999997E-2,7.4999999999999997E-2,7.4999999999999997E-2,7.4999999999999997E-2,7.4999999999999997E-2,7.4999999999999997E-2,7.4999999999999997E-2,7.4999999999999997E-2,7.4999999999999997E-2,7.4999999999999997E-2,7.4999999999999997E-2,7.4999999999999997E-2,7.4999999999999997E-2,7.4999999999999997E-2,7.4999999999999997E-2,7.4999999999999997E-2,7.4999999999999997E-2,7.4999999999999997E-2,7.4999999999999997E-2,7.4999999999999997E-2,7.4999999999999997E-2,7.4999999999999997E-2,7.4999999999999997E-2,7.4999999999999997E-2,7.4999999999999997E-2,7.4999999999999997E-2,7.4999999999999997E-2,7.4999999999999997E-2,7.4999999999999997E-2,7.4999999999999997E-2,7.4999999999999997E-2,7.4999999999999997E-2,7.4999999999999997E-2,7.4999999999999997E-2,7.4999999999999997E-2,7.4999999999999997E-2,7.4999999999999997E-2,7.4999999999999997E-2,7.4999999999999997E-2,7.4999999999999997E-2,7.4999999999999997E-2,7.4999999999999997E-2,7.4999999999999997E-2,7.4999999999999997E-2,7.4999999999999997E-2,7.4999999999999997E-2,7.4999999999999997E-2,7.4999999999999997E-2,7.4999999999999997E-2,7.4999999999999997E-2,7.4999999999999997E-2,7.4999999999999997E-2,7.4999999999999997E-2,7.4999999999999997E-2,7.4999999999999997E-2,7.4999999999999997E-2,7.4999999999999997E-2,7.4999999999999997E-2,7.4999999999999997E-2,7.4999999999999997E-2,7.4999999999999997E-2,7.4999999999999997E-2,7.4999999999999997E-2,7.4999999999999997E-2,7.4999999999999997E-2,7.4999999999999997E-2,7.4999999999999997E-2,7.4999999999999997E-2,7.4999999999999997E-2,7.4999999999999997E-2,7.4999999999999997E-2,7.4999999999999997E-2,7.4999999999999997E-2,7.4999999999999997E-2,7.4999999999999997E-2,7.4999999999999997E-2,7.4999999999999997E-2,7.4999999999999997E-2,7.4999999999999997E-2,7.4999999999999997E-2,7.4999999999999997E-2,7.4999999999999997E-2,7.4999999999999997E-2,7.4999999999999997E-2,7.4999999999999997E-2,7.4999999999999997E-2,7.4999999999999997E-2,7.4999999999999997E-2,7.4999999999999997E-2,7.4999999999999997E-2,7.4999999999999997E-2,7.4999999999999997E-2,7.4999999999999997E-2,7.4999999999999997E-2,7.4999999999999997E-2,7.4999999999999997E-2,7.4999999999999997E-2,7.4999999999999997E-2,7.4999999999999997E-2,7.4999999999999997E-2,7.4999999999999997E-2,7.4999999999999997E-2,7.4999999999999997E-2,7.4999999999999997E-2,7.4999999999999997E-2,7.4999999999999997E-2,7.4999999999999997E-2,7.4999999999999997E-2,7.4999999999999997E-2,7.4999999999999997E-2,7.4999999999999997E-2,7.4999999999999997E-2,7.4999999999999997E-2,7.4999999999999997E-2,7.4999999999999997E-2,7.4999999999999997E-2,7.4999999999999997E-2,7.4999999999999997E-2,7.4999999999999997E-2,7.4999999999999997E-2,7.4999999999999997E-2,7.4999999999999997E-2,7.4999999999999997E-2,7.4999999999999997E-2,7.4999999999999997E-2,7.4999999999999997E-2,7.4999999999999997E-2,7.4999999999999997E-2,7.4999999999999997E-2,7.4999999999999997E-2,7.4999999999999997E-2,7.4999999999999997E-2,7.4999999999999997E-2,7.4999999999999997E-2,7.4999999999999997E-2,7.4999999999999997E-2,7.4999999999999997E-2]
[null,null,"Cost of Equity","(%)",0.11,0.11,0.11,0.11,0.11,0.11,0.11,0.11,0.11,0.11,0.11,0.11,0.11,0.11,0.11,0.11,0.11,0.11,0.11,0.11,0.11,0.11,0.11,0.11,0.11,0.11,0.11,0.11,0.11,0.11,0.11,0.11,0.11,0.11,0.11,0.11,0.11,0.11,0.11,0.11,0.11,0.11,0.11,0.11,0.11,0.11,0.11,0.11,0.11,0.11,0.11,0.11,0.11,0.11,0.11,0.11,0.11,0.11,0.11,0.11,0.11,0.11,0.11,0.11,0.11,0.11,0.11,0.11,0.11,0.11,0.11,0.11,0.11,0.11,0.11,0.11,0.11,0.11,0.11,0.11,0.11,0.11,0.11,0.11,0.11,0.11,0.11,0.11,0.11,0.11,0.11,0.11,0.11,0.11,0.11,0.11,0.11,0.11,0.11,0.11,0.11,0.11,0.11,0.11,0.11,0.11,0.11,0.11,0.11,0.11,0.11,0.11,0.11,0.11,0.11,0.11,0.11,0.11,0.11,0.11,0.11,0.11,0.11,0.11,0.11,0.11,0.11,0.11,0.11,0.11,0.11,0.11,0.11,0.11,0.11,0.11,0.11,0.11,0.11,0.11,0.11,0.11,0.11,0.11,0.11,0.11,0.11,0.11,0.11,0.11,0.11,0.11,0.11,0.11,0.11,0.11,0.11,0.11,0.11,0.11,0.11,0.11,0.11,0.11,0.11,0.11,0.11,0.11,0.11,0.11,0.11,0.11,0.11,0.11,0.11,0.11,0.11,0.11,0.11,0.11,0.11,0.11,0.11,0.11,0.11,0.11,0.11,0.11,0.11,0.11,0.11,0.11,0.11,0.11,0.11,0.11,0.11,0.11,0.11,0.11,0.11,0.11,0.11,0.11,0.11,0.11,0.11,0.11,0.11,0.11,0.11,0.11,0.11,0.11,0.11,0.11,0.11,0.11,0.11,0.11,0.11,0.11,0.11,0.11,0.11,0.11,0.11,0.11,0.11,0.11,0.11,0.11,0.11,0.11,0.11,0.11,0.11,0.11,0.11,0.11,0.11,0.11,0.11,0.11,0.11,0.11,0.11,0.11,0.11,0.11,0.11,0.11,0.11,0.11,0.11,0.11,0.11,0.11,0.11,0.11,0.11,0.11,0.11,0.11,0.11,0.11,0.11,0.11,0.11,0.11,0.11,0.11,0.11,0.11,0.11,0.11,0.11,0.11,0.11,0.11,0.11,0.11,0.11,0.11,0.11,0.11,0.11,0.11,0.11,0.11,0.11,0.11,0.11,0.11,0.11,0.11,0.11,0.11,0.11,0.11,0.11,0.11,0.11,0.11,0.11,0.11,0.11,0.11,0.11,0.11,0.11,0.11,0.11,0.11,0.11,0.11,0.11,0.11,0.11,0.11,0.11,0.11,0.11,0.11,0.11,0.11,0.11,0.11,0.11,0.11,0.11,0.11,0.11,0.11,0.11,0.11,0.11,0.11,0.11,0.11,0.11,0.11,0.11,0.11,0.11,0.11,0.11,0.11,0.11,0.11,0.11,0.11,0.11,0.11,0.11,0.11,0.11,0.11,0.11,0.11,0.11,0.11,0.11,0.11,0.11,0.11,0.11,0.11,0.11,0.11,0.11,0.11,0.11,0.11,0.11,0.11,0.11,0.11,0.11,0.11,0.11,0.11,0.11,0.11,0.11,0.11,0.11,0.11,0.11,0.11,0.11,0.11,0.11,0.11,0.11,0.11,0.11,0.11,0.11,0.11,0.11,0.11]
[null,null,"Leverage","(%)",0.7,0.7,0.7,0.7,0.7,0.7,0.7,0.7,0.7,0.7,0.7,0.7,0.7,0.7,0.7,0.7,0.7,0.7,0.7,0.7,0.7,0.7,0.7,0.7,0.7,0.7,0.7,0.7,0.7,0.7,0.7,0.7,0.7,0.7,0.7,0.7,0.7,0.7,0.7,0.7,0.7,0.7,0.7,0.7,0.7,0.7,0.7,0.7,0.7,0.7,0.7,0.7,0.7,0.7,0.7,0.7,0.7,0.7,0.7,0.7,0.7,0.7,0.7,0.7,0.7,0.7,0.7,0.7,0.7,0.7,0.7,0.7,0.7,0.7,0.7,0.7,0.7,0.7,0.7,0.7,0.7,0.7,0.7,0.7,0.7,0.7,0.7,0.7,0.7,0.7,0.7,0.7,0.7,0.7,0.7,0.7,0.7,0.7,0.7,0.7,0.7,0.7,0.7,0.7,0.7,0.7,0.7,0.7,0.7,0.7,0.7,0.7,0.7,0.7,0.7,0.7,0.7,0.7,0.7,0.7,0.7,0.7,0.7,0.7,0.7,0.7,0.7,0.7,0.7,0.7,0.7,0.7,0.7,0.7,0.7,0.7,0.7,0.7,0.7,0.7,0.7,0.7,0.7,0.7,0.7,0.7,0.7,0.7,0.7,0.7,0.7,0.7,0.7,0.7,0.7,0.7,0.7,0.7,0.7,0.7,0.7,0.7,0.7,0.7,0.7,0.7,0.7,0.7,0.7,0.7,0.7,0.7,0.7,0.7,0.7,0.7,0.7,0.7,0.7,0.7,0.7,0.7,0.7,0.7,0.7,0.7,0.7,0.7,0.7,0.7,0.7,0.7,0.7,0.7,0.7,0.7,0.7,0.7,0.7,0.7,0.7,0.7,0.7,0.7,0.7,0.7,0.7,0.7,0.7,0.7,0.7,0.7,0.7,0.7,0.7,0.7,0.7,0.7,0.7,0.7,0.7,0.7,0.7,0.7,0.7,0.7,0.7,0.7,0.7,0.7,0.7,0.7,0.7,0.7,0.7,0.7,0.7,0.7,0.7,0.7,0.7,0.7,0.7,0.7,0.7,0.7,0.7,0.7,0.7,0.7,0.7,0.7,0.7,0.7,0.7,0.7,0.7,0.7,0.7,0.7,0.7,0.7,0.7,0.7,0.7,0.7,0.7,0.7,0.7,0.7,0.7,0.7,0.7,0.7,0.7,0.7,0.7,0.7,0.7,0.7,0.7,0.7,0.7,0.7,0.7,0.7,0.7,0.7,0.7,0.7,0.7,0.7,0.7,0.7,0.7,0.7,0.7,0.7,0.7,0.7,0.7,0.7,0.7,0.7,0.7,0.7,0.7,0.7,0.7,0.7,0.7,0.7,0.7,0.7,0.7,0.7,0.7,0.7,0.7,0.7,0.7,0.7,0.7,0.7,0.7,0.7,0.7,0.7,0.7,0.7,0.7,0.7,0.7,0.7,0.7,0.7,0.7,0.7,0.7,0.7,0.7,0.7,0.7,0.7,0.7,0.7,0.7,0.7,0.7,0.7,0.7,0.7,0.7,0.7,0.7,0.7,0.7,0.7,0.7,0.7,0.7,0.7,0.7,0.7,0.7,0.7,0.7,0.7,0.7,0.7,0.7,0.7,0.7,0.7,0.7,0.7,0.7,0.7,0.7,0.7,0.7,0.7,0.7,0.7,0.7,0.7,0.7,0.7,0.7,0.7,0.7,0.7,0.7,0.7,0.7,0.7,0.7,0.7,0.7,0.7,0.7,0.7]
[null,null,"Debt Term","(years)",20,20,20,20,20,20,20,20,20,20,20,20,20,20,20,20,20,20,20,20,20,20,20,20,20,20,20,20,20,20,20,20,20,20,20,20,20,20,20,20,20,20,20,20,20,20,20,20,20,20,20,20,20,20,20,20,20,20,20,20,20,20,20,20,20,20,20,20,20,20,20,20,20,20,20,20,20,20,20,20,20,20,20,20,20,20,20,20,20,20,20,20,20,20,20,20,20,20,20,20,20,20,20,20,20,20,20,20,20,20,20,20,20,20,20,20,20,20,20,20,20,20,20,20,20,20,20,20,20,20,20,20,20,20,20,20,20,20,20,20,20,20,20,20,20,20,20,20,20,20,20,20,20,20,20,20,20,20,20,20,20,20,20,20,20,20,20,20,20,20,20,20,20,20,20,20,20,20,20,20,20,20,20,20,20,20,20,20,20,20,20,20,20,20,20,20,20,20,20,20,20,20,20,20,20,20,20,20,20,20,20,20,20,20,20,20,20,20,20,20,20,20,20,20,20,20,20,20,20,20,20,20,20,20,20,20,20,20,20,20,20,20,20,20,20,20,20,20,20,20,20,20,20,20,20,20,20,20,20,20,20,20,20,20,20,20,20,20,20,20,20,20,20,20,20,20,20,20,20,20,20,20,20,20,20,20,20,20,20,20,20,20,20,20,20,20,20,20,20,20,20,20,20,20,20,20,20,20,20,20,20,20,20,20,20,20,20,20,20,20,20,20,20,20,20,20,20,20,20,20,20,20,20,20,20,20,20,20,20,20,20,20,20,20,20,20,20,20,20,20,20,20,20,20,20,20,20,20,20,20,20,20,20,20,20,20,20,20,20,20,20,20,20,20,20,20,20,20,20,20,20,20,20,20,20,20,20,20,20,20,20,20,20,20,20,20,20,20,20,20,20,20]
[null,null,"Investment Tax Credit","(%)",0.3,0.3,0.3,0.3,0.3,0.3,0.3,0.3,0.3,0.3,0.3,0.3,0.3,0.3,0.3,0.3,0.3,0.3,0.3,0.3,0.3,0.3,0.3,0.3,0.3,0.3,0.3,0.3,0.3,0.3,0.3,0.3,0.3,0.3,0.3,0.3,0.3,0.3,0.3,0.3,0.3,0.3,0.3,0.3,0.3,0.3,0.3,0.3,0.3,0.3,0.3,0.3,0.3,0.3,0.3,0.3,0.3,0.3,0.3,0.3,0.3,0.3,0.3,0.3,0.3,0.3,0.3,0.3,0.3,0.3,0.3,0.3,0.3,0.3,0.3,0.3,0.3,0.3,0.3,0.3,0.3,0.3,0.3,0.3,0.3,0.3,0.3,0.3,0.3,0.3,0.3,0.3,0.3,0.3,0.3,0.3,0.3,0.3,0.3,0.3,0.3,0.3,0.3,0.3,0.3,0.3,0.3,0.3,0.3,0.3,0.3,0.3,0.3,0.3,0.3,0.3,0.3,0.3,0.3,0.3,0.3,0.3,0.3,0.3,0.3,0.3,0.3,0.3,0.3,0.3,0.3,0.3,0.3,0.3,0.3,0.3,0.3,0.3,0.3,0.3,0.3,0.3,0.3,0.3,0.3,0.3,0.3,0.3,0.3,0.3,0.3,0.3,0.3,0.3,0.3,0.3,0.3,0.3,0.3,0.3,0.3,0.3,0.3,0.3,0.3,0.3,0.3,0.3,0.3,0.3,0.3,0.3,0.3,0.3,0.3,0.3,0.3,0.3,0.3,0.3,0.3,0.3,0.3,0.3,0.3,0.3,0.3,0.3,0.3,0.3,0.3,0.3,0.3,0.3,0.3,0.3,0.3,0.3,0.3,0.3,0.3,0.3,0.3,0.3,0.3,0.3,0.3,0.3,0.3,0.3,0.3,0.3,0.3,0.3,0.3,0.3,0.3,0.3,0.3,0.3,0.3,0.3,0.3,0.3,0.3,0.3,0.3,0.3,0.3,0.3,0.3,0.3,0.3,0.3,0.3,0.3,0.3,0.3,0.3,0.3,0.3,0.3,0.3,0.3,0.3,0.3,0.3,0.3,0.3,0.3,0.3,0.3,0.3,0.3,0.3,0.3,0.3,0.3,0.3,0.3,0.3,0.3,0.3,0.3,0.3,0.3,0.3,0.3,0.3,0.3,0.3,0.3,0.3,0.3,0.3,0.3,0.3,0.3,0.3,0.3,0.3,0.3,0.3,0.3,0.3,0.3,0.3,0.3,0.3,0.3,0.3,0.3,0.3,0.3,0.3,0.3,0.3,0.3,0.3,0.3,0.3,0.3,0.3,0.3,0.3,0.3,0.3,0.3,0.3,0.3,0.3,0.3,0.3,0.3,0.3,0.3,0.3,0.3,0.3,0.3,0.3,0.3,0.3,0.3,0.3,0.3,0.3,0.3,0.3,0.3,0.3,0.3,0.3,0.3,0.3,0.3,0.3,0.3,0.3,0.3,0.3,0.3,0.3,0.3,0.3,0.3,0.3,0.3,0.3,0.3,0.3,0.3,0.3,0.3,0.3,0.3,0.3,0.3,0.3,0.3,0.3,0.3,0.3,0.3,0.3,0.3,0.3,0.3,0.3,0.3,0.3,0.3,0.3,0.3,0.3,0.3,0.3,0.3,0.3,0.3,0.3,0.3,0.3,0.3,0.3,0.3,0.3,0.3,0.3,0.3,0.3,0.3,0.3,0.3,0.3,0.3,0.3,0.3,0.3,0.3,0.3,0.3]
[null,"Assumptions",null,null,""]
[null,null,"Construction Time","(years)",2,2,2,2,2,2,2,2,2,2,2,2,2,2,2,2,2,2,2,2,2,2,2,2,2,2,2,2,2,2,2,2,2,2,2,2,2,2,2,2,2,2,2,2,2,2,2,2,2,2,2,2,2,2,2,2,2,2,2,2,2,2,2,2,2,2,2,2,2,2,2,2,2,2,2,2,2,2,2,2,2,2,2,2,2,2,2,2,2,2,2,2,2,2,2,2,2,2,2,2,2,2,2,2,2,2,2,2,2,2,2,2,2,2,2,2,2,2,2,2,2,2,2,2,2,2,2,2,2,2,2,2,2,2,2,2,2,2,2,2,2,2,2,2,2,2,2,2,2,2,2,2,2,2,2,2,2,2,2,2,2,2,2,2,2,2,2,2,2,2,2,2,2,2,2,2,2,2,2,2,2,2,2,2,2,2,2,2,2,2,2,2,2,2,2,2,2,2,2,2,2,2,2,2,2,2,2,2,2,2,2,2,2,2,2,2,2,2,2,2,2,2,2,2,2,2,2,2,2,2,2,2,2,2,2,2,2,2,2,2,2,2,2,2,2,2,2,2,2,2,2,2,2,2,2,2,2,2,2,2,2,2,2,2,2,2,2,2,2,2,2,2,2,2,2,2,2,2,2,2,2,2,2,2,2,2,2,2,2,2,2,2,2,2,2,2,2,2,2,2,2,2,2,2,2,2,2,2,2,2,2,2,2,2,2,2,2,2,2,2,2,2,2,2,2,2,2,2,2,2,2,2,2,2,2,2,2,2,2,2,2,2,2,2,2,2,2,2,2,2,2,2,2,2,2,2,2,2,2,2,2,2,2,2,2,2,2,2,2,2,2,2,2,2,2,2,2,2,2,2,2,2,2,2,2,2,2,2,2,2,2,2,2,2,2,2,2,2,2,2,2,2]
[null,null,"Combined Tax Rate","(%)",0.21,0.21,0.21,0.21,0.21,0.21,0.21,0.21,0.21,0.21,0.21,0.21,0.21,0.21,0.21,0.21,0.21,0.21,0.21,0.21,0.21,0.21,0.21,0.21,0.21,0.21,0.21,0.21,0.21,0.21,0.21,0.21,0.21,0.21,0.21,0.21,0.21,0.21,0.21,0.21,0.21,0.21,0.21,0.21,0.21,0.21,0.21,0.21,0.21,0.21,0.21,0.21,0.21,0.21,0.21,0.21,0.21,0.21,0.21,0.21,0.21,0.21,0.21,0.21,0.21,0.21,0.21,0.21,0.21,0.21,0.21,0.21,0.21,0.21,0.21,0.21,0.21,0.21,0.21,0.21,0.21,0.21,0.21,0.21,0.21,0.21,0.21,0.21,0.21,0.21,0.21,0.21,0.21,0.21,0.21,0.21,0.21,0.21,0.21,0.21,0.21,0.21,0.21,0.21,0.21,0.21,0.21,0.21,0.21,0.21,0.21,0.21,0.21,0.21,0.21,0.21,0.21,0.21,0.21,0.21,0.21,0.21,0.21,0.21,0.21,0.21,0.21,0.21,0.21,0.21,0.21,0.21,0.21,0.21,0.21,0.21,0.21,0.21,0.21,0.21,0.21,0.21,0.21,0.21,0.21,0.21,0.21,0.21,0.21,0.21,0.21,0.21,0.21,0.21,0.21,0.21,0.21,0.21,0.21,0.21,0.21,0.21,0.21,0.21,0.21,0.21,0.21,0.21,0.21,0.21,0.21,0.21,0.21,0.21,0.21,0.21,0.21,0.21,0.21,0.21,0.21,0.21,0.21,0.21,0.21,0.21,0.21,0.21,0.21,0.21,0.21,0.21,0.21,0.21,0.21,0.21,0.21,0.21,0.21,0.21,0.21,0.21,0.21,0.21,0.21,0.21,0.21,0.21,0.21,0.21,0.21,0.21,0.21,0.21,0.21,0.21,0.21,0.21,0.21,0.21,0.21,0.21,0.21,0.21,0.21,0.21,0.21,0.21,0.21,0.21,0.21,0.21,0.21,0.21,0.21,0.21,0.21,0.21,0.21,0.21,0.21,0.21,0.21,0.21,0.21,0.21,0.21,0.21,0.21,0.21,0.21,0.21,0.21,0.21,0.21,0.21,0.21,0.21,0.21,0.21,0.21,0.21,0.21,0.21,0.21,0.21,0.21,0.21,0.21,0.21,0.21,0.21,0.21,0.21,0.21,0.21,0.21,0.21,0.21,0.21,0.21,0.21,0.21,0.21,0.21,0.21,0.21,0.21,0.21,0.21,0.21,0.21,0.21,0.21,0.21,0.21,0.21,0.21,0.21,0.21,0.21,0.21,0.21,0.21,0.21,0.21,0.21,0.21,0.21,0.21,0.21,0.21,0.21,0.21,0.21,0.21,0.21,0.21,0.21,0.21,0.21,0.21,0.21,0.21,0.21,0.21,0.21,0.21,0.21,0.21,0.21,0.21,0.21,0.21,0.21,0.21,0.21,0.21,0.21,0.21,0.21,0.21,0.21,0.21,0.21,0.21,0.21,0.21,0.21,0.21,0.21,0.21,0.21,0.21,0.21,0.21,0.21,0.21,0.21,0.21,0.21,0.21,0.21,0.21,0.21,0.21,0.21,0.21,0.21,0.21,0.21,0.21,0.21,0.21,0.21,0.21,0.21,0.21,0.21,0.21,0.21,0.21,0.21,0.21,0.21,0.21,0.21,0.21,0.21,0.21,0.21,0.21,0.21,0.21,0.21,0.21,0.21,0.21,0.21,0.21,0.21,0.21]
[null,null,"O&M Escalator","(p.a.)",2.5000000000000001E-2,2.5000000000000001E-2,2.5000000000000001E-2,2.5000000000000001E-2,2.5000000000000001E-2,2.5000000000000001E-2,2.5000000000000001E-2,2.5000000000000001E-2,2.5000000000000001E-2,2.5000000000000001E-2,2.5000000000000001E-2,2.5000000000000001E-2,2.5000000000000001E-2,2.5000000000000001E-2,2.5000000000000001E-2,2.5000000000000001E-2,2.5000000000000001E-2,2.5000000000000001E-2,2.5000000000000001E-2,2.5000000000000001E-2,2.5000000000000001E-2,2.5000000000000001E-2,2.5000000000000001E-2,2.5000000000000001E-2,2.5000000000000001E-2,2.5000000000000001E-2,2.5000000000000001E-2,2.5000000000000001E-2,2.5000000000000001E-2,2.5000000000000001E-2,2.5000000000000001E-2,2.5000000000000001E-2,2.5000000000000001E-2,2.5000000000000001E-2,2.5000000000000001E-2,2.5000000000000001E-2,2.5000000000000001E-2,2.5000000000000001E-2,2.5000000000000001E-2,2.5000000000000001E-2,2.5000000000000001E-2,2.5000000000000001E-2,2.5000000000000001E-2,2.5000000000000001E-2,2.5000000000000001E-2,2.5000000000000001E-2,2.5000000000000001E-2,2.5000000000000001E-2,2.5000000000000001E-2,2.5000000000000001E-2,2.5000000000000001E-2,2.5000000000000001E-2,2.5000000000000001E-2,2.5000000000000001E-2,2.5000000000000001E-2,2.5000000000000001E-2,2.5000000000000001E-2,2.5000000000000001E-2,2.5000000000000001E-2,2.5000000000000001E-2,2.5000000000000001E-2,2.5000000000000001E-2,2.5000000000000001E-2,2.5000000000000001E-2,2.5000000000000001E-2,2.5000000000000001E-2,2.5000000000000001E-2,2.5000000000000001E-2,2.5000000000000001E-2,2.5000000000000001E-2,2.5000000000000001E-2,2.5000000000000001E-2,2.5000000000000001E-2,2.5000000000000001E-2,2.5000000000000001E-2,2.5000000000000001E-2,2.5000000000000001E-2,2.5000000000000001E-2,2.5000000000000001E-2,2.5000000000000001E-2,2.5000000000000001E-2,2.5000000000000001E-2,2.5000000000000001E-2,2.5000000000000001E-2,2.5000000000000001E-2,2.5000000000000001E-2,2.5000000000000001E-2,2.5000000000000001E-2,2.5000000000000001E-2,2.5000000000000001E-2,2.5000000000000001E-2,2.5000000000000001E-2,2.5000000000000001E-2,2.5000000000000001E-2,2.5000000000000001E-2,2.5000000000000001E-2,2.5000000000000001E-2,2.5000000000000001E-2,2.5000000000000001E-2,2.5000000000000001E-2,2.5000000000000001E-2,2.5000000000000001E-2,2.5000000000000001E-2,2.5000000000000001E-2,2.5000000000000001E-2,2.5000000000000001E-2,2.5000000000000001E-2,2.5000000000000001E-2,2.5000000000000001E-2,2.5000000000000001E-2,2.5000000000000001E-2,2.5000000000000001E-2,2.5000000000000001E-2,2.5000000000000001E-2,2.5000000000000001E-2,2.5000000000000001E-2,2.5000000000000001E-2,2.5000000000000001E-2,2.5000000000000001E-2,2.5000000000000001E-2,2.5000000000000001E-2,2.5000000000000001E-2,2.5000000000000001E-2,2.5000000000000001E-2,2.5000000000000001E-2,2.5000000000000001E-2,2.5000000000000001E-2,2.5000000000000001E-2,2.5000000000000001E-2,2.5000000000000001E-2,2.5000000000000001E-2,2.5000000000000001E-2,2.5000000000000001E-2,2.5000000000000001E-2,2.5000000000000001E-2,2.5000000000000001E-2,2.5000000000000001E-2,2.5000000000000001E-2,2.5000000000000001E-2,2.5000000000000001E-2,2.5000000000000001E-2,2.5000000000000001E-2,2.5000000000000001E-2,2.5000000000000001E-2,2.5000000000000001E-2,2.5000000000000001E-2,2.5000000000000001E-2,2.5000000000000001E-2,2.5000000000000001E-2,2.5000000000000001E-2,2.5000000000000001E-2,2.5000000000000001E-2,2.5000000000000001E-2,2.5000000000000001E-2,2.5000000000000001E-2,2.5000000000000001E-2,2.5000000000000001E-2,2.5000000000000001E-2,2.5000000000000001E-2,2.5000000000000001E-2,2.5000000000000001E-2,2.5000000000000001E-2,2.5000000000000001E-2,2.5000000000000001E-2,2.5000000000000001E-2,2.5000000000000001E-2,2.5000000000000001E-2,2.5000000000000001E-2,2.5000000000000001E-2,2.5000000000000001E-2,2.5000000000000001E-2,2.5000000000000001E-2,2.5000000000000001E-2,2.5000000000000001E-2,2.5000000000000001E-2,2.5000000000000001E-2,2.5000000000000001E-2,2.5000000000000001E-2,2.5000000000000001E-2,2.5000000000000001E-2,2.5000000000000001E-2,2.5000000000000001E-2,2.5000000000000001E-2,2.5000000000000001E-2,2.5000000000000001E-2,2.5000000000000001E-2,2.5000000000000001E-2,2.5000000000000001E-2,2.5000000000000001E-2,2.5000000000000001E-2,2.5000000000000001E-2,2.5000000000000001E-2,2.5000000000000001E-2,2.5000000000000001E-2,2.5000000000000001E-2,2.5000000000000001E-2,2.5000000000000001E-2,2.5000000000000001E-2,2.5000000000000001E-2,2.5000000000000001E-2,2.5000000000000001E-2,2.5000000000000001E-2,2.5000000000000001E-2,2.5000000000000001E-2,2.5000000000000001E-2,2.5000000000000001E-2,2.5000000000000001E-2,2.5000000000000001E-2,2.5000000000000001E-2,2.5000000000000001E-2,2.5000000000000001E-2,2.5000000000000001E-2,2.5000000000000001E-2,2.5000000000000001E-2,2.5000000000000001E-2,2.5000000000000001E-2,2.5000000000000001E-2,2.5000000000000001E-2,2.5000000000000001E-2,2.5000000000000001E-2,2.5000000000000001E-2,2.5000000000000001E-2,2.5000000000000001E-2,2.5000000000000001E-2,2.5000000000000001E-2,2.5000000000000001E-2,2.5000000000000001E-2,2.5000000000000001E-2,2.5000000000000001E-2,2.5000000000000001E-2,2.5000000000000001E-2,2.5000000000000001E-2,2.5000000000000001E-2,2.5000000000000001E-2,2.5000000000000001E-2,2.5000000000000001E-2,2.5000000000000001E-2,2.5000000000000001E-2,2.5000000000000001E-2,2.5000000000000001E-2,2.5000000000000001E-2,2.5000000000000001E-2,2.5000000000000001E-2,2.5000000000000001E-2,2.5000000000000001E-2,2.5000000000000001E-2,2.5000000000000001E-2,2.5000000000000001E-2,2.5000000000000001E-2,2.5000000000000001E-2,2.5000000000000001E-2,2.5000000000000001E-2,2.5000000000000001E-2,2.5000000000000001E-2,2.5000000000000001E-2,2.5000000000000001E-2,2.5000000000000001E-2,2.5000000000000001E-2,2.5000000000000001E-2,2.5000000000000001E-2,2.5000000000000001E-2,2.5000000000000001E-2,2.5000000000000001E-2,2.5000000000000001E-2,2.5000000000000001E-2,2.5000000000000001E-2,2.5000000000000001E-2,2.5000000000000001E-2,2.5000000000000001E-2,2.5000000000000001E-2,2.5000000000000001E-2,2.5000000000000001E-2,2.5000000000000001E-2,2.5000000000000001E-2,2.5000000000000001E-2,2.5000000000000001E-2,2.5000000000000001E-2,2.5000000000000001E-2,2.5000000000000001E-2,2.5000000000000001E-2,2.5000000000000001E-2,2.5000000000000001E-2,2.5000000000000001E-2,2.5000000000000001E-2,2.5000000000000001E-2,2.5000000000000001E-2,2.5000000000000001E-2,2.5000000000000001E-2,2.5000000000000001E-2,2.5000000000000001E-2,2.5000000000000001E-2,2.5000000000000001E-2,2.5000000000000001E-2,2.5000000000000001E-2,2.5000000000000001E-2,2.5000000000000001E-2,2.5000000000000001E-2,2.5000000000000001E-2,2.5000000000000001E-2,2.5000000000000001E-2,2.5000000000000001E-2,2.5000000000000001E-2,2.5000000000000001E-2,2.5000000000000001E-2,2.5000000000000001E-2,2.5000000000000001E-2,2.5000000000000001E-2,2.5000000000000001E-2,2.5000000000000001E-2,2.5000000000000001E-2,2.5000000000000001E-2,2.5000000000000001E-2,2.5000000000000001E-2,2.5000000000000001E-2,2.5000000000000001E-2,2.5000000000000001E-2,2.5000000000000001E-2,2.5000000000000001E-2,2.5000000000000001E-2,2.5000000000000001E-2,2.5000000000000001E-2,2.5000000000000001E-2,2.5000000000000001E-2,2.5000000000000001E-2,2.5000000000000001E-2,2.5000000000000001E-2,2.5000000000000001E-2,2.5000000000000001E-2,2.5000000000000001E-2,2.5000000000000001E-2,2.5000000000000001E-2,2.5000000000000001E-2,2.5000000000000001E-2,2.5000000000000001E-2,2.5000000000000001E-2,2.5000000000000001E-2,2.5000000000000001E-2,2.5000000000000001E-2,2.5000000000000001E-2,2.5000000000000001E-2,2.5000000000000001E-2,2.5000000000000001E-2,2.5000000000000001E-2,2.5000000000000001E-2,2.5000000000000001E-2,2.5000000000000001E-2,2.5000000000000001E-2,2.5000000000000001E-2,2.5000000000000001E-2,2.5000000000000001E-2,2.5000000000000001E-2,2.5000000000000001E-2,2.5000000000000001E-2,2.5000000000000001E-2,2.5000000000000001E-2,2.5000000000000001E-2,2.5000000000000001E-2,2.5000000000000001E-2,2.5000000000000001E-2,2.5000000000000001E-2,2.5000000000000001E-2,2.5000000000000001E-2,2.5000000000000001E-2,2.5000000000000001E-2,2.5000000000000001E-2,2.5000000000000001E-2,2.5000000000000001E-2,2.5000000000000001E-2,2.5000000000000001E-2,2.5000000000000001E-2,2.5000000000000001E-2,2.5000000000000001E-2,2.5000000000000001E-2,2.5000000000000001E-2,2.5000000000000001E-2,2.5000000000000001E-2,2.5000000000000001E-2,2.5000000000000001E-2,2.5000000000000001E-2,2.5000000000000001E-2,2.5000000000000001E-2,2.5000000000000001E-2,2.5000000000000001E-2,2.5000000000000001E-2,2.5000000000000001E-2,2.5000000000000001E-2,2.5000000000000001E-2,2.5000000000000001E-2,2.5000000000000001E-2,2.5000000000000001E-2,2.5000000000000001E-2,2.5000000000000001E-2,2.5000000000000001E-2,2.5000000000000001E-2,2.5000000000000001E-2,2.5000000000000001E-2,2.5000000000000001E-2,2.5000000000000001E-2,2.5000000000000001E-2,2.5000000000000001E-2,2.5000000000000001E-2,2.5000000000000001E-2]
[null,null,"Fuel Price","($/MMBtu, year-1)",5,5,5,5,5,5,5,5,5,5,5,5,5,5,5,5,5,5,5,5,5,5,5,5,5,5,5,5,5,5,5,5,5,5,5,5,5,5,5,5,5,5,5,5,5,5,5,5,5,5,5,5,5,5,5,5,5,5,5,5,5,5,5,5,5,5,5,5,5,5,5,5,5,5,5,5,5,5,5,5,5,5,5,5,5,5,5,5,5,5,5,5,5,5,5,5,5,5,5,5,5,5,5,5,5,5,5,5,5,5,5,5,5,5,5,5,5,5,5,5,5,5,5,5,5,5,5,5,5,5,5,5,5,5,5,5,5,5,5,5,5,5,5,5,5,5,5,5,5,5,5,5,5,5,5,5,5,5,5,5,5,5,5,5,5,5,5,5,5,5,5,5,5,5,5,5,5,5,5,5,5,5,5,5,5,5,5,5,5,5,5,5,5,5,5,5,5,5,5,5,5,5,5,5,5,5,5,5,5,5,5,5,5,5,5,5,5,5,5,5,5,5,5,5,5,5,5,5,5,5,5,5,5,5,5,5,5,5,5,5,5,5,5,5,5,5,5,5,5,5,5,5,5,5,5,5,5,5,5,5,5,5,5,5,5,5,5,5,5,5,5,5,5,5,5,5,5,5,5,5,5,5,5,5,5,5,5,5,5,5,5,5,5,5,5,5,5,5,5,5,5,5,5,5,5,5,5,5,5,5,5,5,5,5,5,5,5,5,5,5,5,5,5,5,5,5,5,5,5,5,5,5,5,5,5,5,5,5,5,5,5,5,5,5,5,5,5,5,5,5,5,5,5,5,5,5,5,5,5,5,5,5,5,5,5,5,5,5,5,5,5,5,5,5,5,5,5,5,5,5,5,5,5,5,5,5,5,5,5,5,5,5,5,5,5,5,5,5,5,5,5,5]
[null,null,"Fuel Escalator","(p.a.)",0.03,0.03,0.03,0.03,0.03,0.03,0.03,0.03,0.03,0.03,0.03,0.03,0.03,0.03,0.03,0.03,0.03,0.03,0.03,0.03,0.03,0.03,0.03,0.03,0.03,0.03,0.03,0.03,0.03,0.03,0.03,0.03,0.03,0.03,0.03,0.03,0.03,0.03,0.03,0.03,0.03,0.03,0.03,0.03,0.03,0.03,0.03,0.03,0.03,0.03,0.03,0.03,0.03,0.03,0.03,0.03,0.03,0.03,0.03,0.03,0.03,0.03,0.03,0.03,0.03,0.03,0.03,0.03,0.03,0.03,0.03,0.03,0.03,0.03,0.03,0.03,0.03,0.03,0.03,0.03,0.03,0.03,0.03,0.03,0.03,0.03,0.03,0.03,0.03,0.03,0.03,0.03,0.03,0.03,0.03,0.03,0.03,0.03,0.03,0.03,0.03,0.03,0.03,0.03,0.03,0.03,0.03,0.03,0.03,0.03,0.03,0.03,0.03,0.03,0.03,0.03,0.03,0.03,0.03,0.03,0.03,0.03,0.03,0.03,0.03,0.03,0.03,0.03,0.03,0.03,0.03,0.03,0.03,0.03,0.03,0.03,0.03,0.03,0.03,0.03,0.03,0.03,0.03,0.03,0.03,0.03,0.03,0.03,0.03,0.03,0.03,0.03,0.03,0.03,0.03,0.03,0.03,0.03,0.03,0.03,0.03,0.03,0.03,0.03,0.03,0.03,0.03,0.03,0.03,0.03,0.03,0.03,0.03,0.03,0.03,0.03,0.03,0.03,0.03,0.03,0.03,0.03,0.03,0.03,0.03,0.03,0.03,0.03,0.03,0.03,0.03,0.03,0.03,0.03,0.03,0.03,0.03,0.03,0.03,0.03,0.03,0.03,0.03,0.03,0.03,0.03,0.03,0.03,0.03,0.03,0.03,0.03,0.03,0.03,0.03,0.03,0.03,0.03,0.03,0.03,0.03,0.03,0.03,0.03,0.03,0.03,0.03,0.03,0.03,0.03,0.03,0.03,0.03,0.03,0.03,0.03,0.03,0.03,0.03,0.03,0.03,0.03,0.03,0.03,0.03,0.03,0.03,0.03,0.03,0.03,0.03,0.03,0.03,0.03,0.03,0.03,0.03,0.03,0.03,0.03,0.03,0.03,0.03,0.03,0.03,0.03,0.03,0.03,0.03,0.03,0.03,0.03,0.03,0.03,0.03,0.03,0.03,0.03,0.03,0.03,0.03,0.03,0.03,0.03,0.03,0.03,0.03,0.03,0.03,0.03,0.03,0.03,0.03,0.03,0.03,0.03,0.03,0.03,0.03,0.03,0.03,0.03,0.03,0.03,0.03,0.03,0.03,0.03,0.03,0.03,0.03,0.03,0.03,0.03,0.03,0.03,0.03,0.03,0.03,0.03,0.03,0.03,0.03,0.03,0.03,0.03,0.03,0.03,0.03,0.03,0.03,0.03,0.03,0.03,0.03,0.03,0.03,0.03,0.03,0.03,0.03,0.03,0.03,0.03,0.03,0.03,0.03,0.03,0.03,0.03,0.03,0.03,0.03,0.03,0.03,0.03,0.03,0.03,0.03,0.03,0.03,0.03,0.03,0.03,0.03,0.03,0.03,0.03,0.03,0.03,0.03,0.03,0.03,0.03,0.03,0.03,0.03,0.03,0.03,0.03,0.03,0.03,0.03,0.03,0.03,0.03,0.03,0.03,0.03,0.03,0.03,0.03,0.03,0.03,0.03,0.03,0.03,0.03,0.03,0.03,0.03,0.03]
[null,null,"Depreciation Schedule",1,0.2,0.2,0.2,0.2,0.2,0.2,0.2,0.2,0.2,0.2,0.2,0.2,0.2,0.2,0.2,0.2,0.2,0.2,0.2,0.2,0.2,0.2,0.2,0.2,0.2,0.2,0.2,0.2,0.2,0.2,0.2,0.2,0.2,0.2,0.2,0.2,0.2,0.2,0.2,0.2,0.2,0.2,0.2,0.2,0.2,0.2,0.2,0.2,0.2,0.2,0.2,0.2,0.2,0.2,0.2,0.2,0.2,0.2,0.2,0.2,0.2,0.2,0.2,0.2,0.2,0.2,0.2,0.2,0.2,0.2,0.2,0.2,0.2,0.2,0.2,0.2,0.2,0.2,0.2,0.2,0.2,0.2,0.2,0.2,0.2,0.2,0.2,0.2,0.2,0.2,0.2,0.2,0.2,0.2,0.2,0.2,0.2,0.2,0.2,0.2,0.2,0.2,0.2,0.2,0.2,0.2,0.2,0.2,0.2,0.2,0.2,0.2,0.2,0.2,0.2,0.2,0.2,0.2,0.2,0.2,0.2,0.2,0.2,0.2,0.2,0.2,0.2,0.2,0.2,0.2,0.2,0.2,0.2,0.2,0.2,0.2,0.2,0.2,0.2,0.2,0.2,0.2,0.2,0.2,0.2,0.2,0.2,0.2,0.2,0.2,0.2,0.2,0.2,0.2,0.2,0.2,0.2,0.2,0.2,0.2,0.2,0.2,0.2,0.2,0.2,0.2,0.2,0.2,0.2,0.2,0.2,0.2,0.2,0.2,0.2,0.2,0.2,0.2,0.2,0.2,0.2,0.2,0.2,0.2,0.2,0.2,0.2,0.2,0.2,0.2,0.2,0.2,0.2,0.2,0.2,0.2,0.2,0.2,0.2,0.2,0.2,0.2,0.2,0.2,0.2,0.2,0.2,0.2,0.2,0.2,0.2,0.2,0.2,0.2,0.2,0.2,0.2,0.2,0.2,0.2,0.2,0.2,0.2,0.2,0.2,0.2,0.2,0.2,0.2,0.2,0.2,0.2,0.2,0.2,0.2,0.2,0.2,0.2,0.2,0.2,0.2,0.2,0.2,0.2,0.2,0.2,0.2,0.2,0.2,0.2,0.2,0.2,0.2,0.2,0.2,0.2,0.2,0.2,0.2,0.2,0.2,0.2,0.2,0.2,0.2,0.2,0.2,0.2,0.2,0.2,0.2,0.2,0.2,0.2,0.2,0.2,0.2,0.2,0.2,0.2,0.2,0.2,0.2,0.2,0.2,0.2,0.2,0.2,0.2,0.2,0.2,0.2,0.2,0.2,0.2,0.2,0.2,0.2,0.2,0.2,0.2,0.2,0.2,0.2,0.2,0.2,0.2,0.2,0.2,0.2,0.2,0.2,0.2,0.2,0.2,0.2,0.2,0.2,0.2,0.2,0.2,0.2,0.2,0.2,0.2,0.2,0.2,0.2,0.2,0.2,0.2,0.2,0.2,0.2,0.2,0.2,0.2,0.2,0.2,0.2,0.2,0.2,0.2,0.2,0.2,0.2,0.2,0.2,0.2,0.2,0.2,0.2,0.2,0.2,0.2,0.2,0.2,0.2,0.2,0.2,0.2,0.2,0.2,0.2,0.2,0.2,0.2,0.2,0.2,0.2,0.2,0.2,0.2,0.2,0.2,0.2,0.2,0.2,0.2,0.2,0.2,0.2,0.2,0.2,0.2,0.2,0.2,0.2,0.2,0.2,0.2,0.2,0.2,0.2,0.2,0.2,0.2,0.2,0.2,0.2,0.2,0.2]
[null,null,"Depreciation Schedule",2,0.32,0.32,0.32,0.32,0.32,0.32,0.32,0.32,0.32,0.32,0.32,0.32,0.32,0.32,0.32,0.32,0.32,0.32,0.32,0.32,0.32,0.32,0.32,0.32,0.32,0.32,0.32,0.32,0.32,0.32,0.32,0.32,0.32,0.32,0.32,0.32,0.32,0.32,0.32,0.32,0.32,0.32,0.32,0.32,0.32,0.32,0.32,0.32,0.32,0.32,0.32,0.32,0.32,0.32,0.32,0.32,0.32,0.32,0.32,0.32,0.32,0.32,0.32,0.32,0.32,0.32,0.32,0.32,0.32,0.32,0.32,0.32,0.32,0.32,0.32,0.32,0.32,0.32,0.32,0.32,0.32,0.32,0.32,0.32,0.32,0.32,0.32,0.32,0.32,0.32,0.32,0.32,0.32,0.32,0.32,0.32,0.32,0.32,0.32,0.32,0.32,0.32,0.32,0.32,0.32,0.32,0.32,0.32,0.32,0.32,0.32,0.32,0.32,0.32,0.32,0.32,0.32,0.32,0.32,0.32,0.32,0.32,0.32,0.32,0.32,0.32,0.32,0.32,0.32,0.32,0.32,0.32,0.32,0.32,0.32,0.32,0.32,0.32,0.32,0.32,0.32,0.32,0.32,0.32,0.32,0.32,0.32,0.32,0.32,0.32,0.32,0.32,0.32,0.32,0.32,0.32,0.32,0.32,0.32,0.32,0.32,0.32,0.32,0.32,0.32,0.32,0.32,0.32,0.32,0.32,0.32,0.32,0.32,0.32,0.32,0.32,0.32,0.32,0.32,0.32,0.32,0.32,0.32,0.32,0.32,0.32,0.32,0.32,0.32,0.32,0.32,0.32,0.32,0.32,0.32,0.32,0.32,0.32,0.32,0.32,0.32,0.32,0.32,0.32,0.32,0.32,0.32,0.32,0.32,0.32,0.32,0.32,0.32,0.32,0.32,0.32,0.32,0.32,0.32,0.32,0.32,0.32,0.32,0.32,0.32,0.32,0.32,0.32,0.32,0.32,0.32,0.32,0.32,0.32,0.32,0.32,0.32,0.32,0.32,0.32,0.32,0.32,0.32,0.32,0.32,0.32,0.32,0.32,0.32,0.32,0.32,0.32,0.32,0.32,0.32,0.32,0.32,0.32,0.32,0.32,0.32,0.32,0.32,0.32,0.32,0.32,0.32,0.32,0.32,0.32,0.32,0.32,0.32,0.32,0.32,0.32,0.32,0.32,0.32,0.32,0.32,0.32,0.32,0.32,0.32,0.32,0.32,0.32,0.32,0.32,0.32,0.32,0.32,0.32,0.32,0.32,0.32,0.32,0.32,0.32,0.32,0.32,0.32,0.32,0.32,0.32,0.32,0.32,0.32,0.32,0.32,0.32,0.32,0.32,0.32,0.32,0.32,0.32,0.32,0.32,0.32,0.32,0.32,0.32,0.32,0.32,0.32,0.32,0.32,0.32,0.32,0.32,0.32,0.32,0.32,0.32,0.32,0.32,0.32,0.32,0.32,0.32,0.32,0.32,0.32,0.32,0.32,0.32,0.32,0.32,0.32,0.32,0.32,0.32,0.32,0.32,0.32,0.32,0.32,0.32,0.32,0.32,0.32,0.32,0.32,0.32,0.32,0.32,0.32,0.32,0.32,0.32,0.32,0.32,0.32,0.32,0.32,0.32,0.32,0.32,0.32,0.32,0.32,0.32,0.32,0.32,0.32,0.32,0.32,0.32,0.32,0.32,0.32,0.32,0.32,0.32,0.32,0.32,0.32,0.32,0.32,0.32]
[null,null,"Depreciation Schedule",3,0.192,0.192,0.192,0.192,0.192,0.192,0.192,0.192,0.192,0.192,0.192,0.192,0.192,0.192,0.192,0.192,0.192,0.192,0.192,0.192,0.192,0.192,0.192,0.192,0.192,0.192,0.192,0.192,0.192,0.192,0.192,0.192,0.192,0.192,0.192,0.192,0.192,0.192,0.192,0.192,0.192,0.192,0.192,0.192,0.192,0.192,0.192,0.192,0.192,0.192,0.192,0.192,0.192,0.192,0.192,0.192,0.192,0.192,0.192,0.192,0.192,0.192,0.192,0.192,0.192,0.192,0.192,0.192,0.192,0.192,0.192,0.192,0.192,0.192,0.192,0.192,0.192,0.192,0.192,0.192,0.192,0.192,0.192,0.192,0.192,0.192,0.192,0.192,0.192,0.192,0.192,0.192,0.192,0.192,0.192,0.192,0.192,0.192,0.192,0.192,0.192,0.192,0.192,0.192,0.192,0.192,0.192,0.192,0.192,0.192,0.192,0.192,0.192,0.192,0.192,0.192,0.192,0.192,0.192,0.192,0.192,0.192,0.192,0.192,0.192,0.192,0.192,0.192,0.192,0.192,0.192,0.192,0.192,0.192,0.192,0.192,0.192,0.192,0.192,0.192,0.192,0.192,0.192,0.192,0.192,0.192,0.192,0.192,0.192,0.192,0.192,0.192,0.192,0.192,0.192,0.192,0.192,0.192,0.192,0.192,0.192,0.192,0.192,0.192,0.192,0.192,0.192,0.192,0.192,0.192,0.192,0.192,0.192,0.192,0.192,0.192,0.192,0.192,0.192,0.192,0.192,0.192,0.192,0.192,0.192,0.192,0.192,0.192,0.192,0.192,0.192,0.192,0.192,0.192,0.192,0.192,0.192,0.192,0.192,0.192,0.192,0.192,0.192,0.192,0.192,0.192,0.192,0.192,0.192,0.192,0.192,0.192,0.192,0.192,0.192,0.192,0.192,0.192,0.192,0.192,0.192,0.192,0.192,0.192,0.192,0.192,0.192,0.192,0.192,0.192,0.192,0.192,0.192,0.192,0.192,0.192,0.192,0.192,0.192,0.192,0.192,0.192,0.192,0.192,0.192,0.192,0.192,0.192,0.192,0.192,0.192,0.192,0.192,0.192,0.192,0.192,0.192,0.192,0.192,0.192,0.192,0.192,0.192,0.192,0.192,0.192,0.192,0.192,0.192,0.192,0.192,0.192,0.192,0.192,0.192,0.192,0.192,0.192,0.192,0.192,0.192,0.192,0.192,0.192,0.192,0.192,0.192,0.192,0.192,0.192,0.192,0.192,0.192,0.192,0.192,0.192,0.192,0.192,0.192,0.192,0.192,0.192,0.192,0.192,0.192,0.192,0.192,0.192,0.192,0.192,0.192,0.192,0.192,0.192,0.192,0.192,0.192,0.192,0.192,0.192,0.192,0.192,0.192,0.192,0.192,0.192,0.192,0.192,0.192,0.192,0.192,0.192,0.192,0.192,0.192,0.192,0.192,0.192,0.192,0.192,0.192,0.192,0.192,0.192,0.192,0.192,0.192,0.192,0.192,0.192,0.192,0.192,0.192,0.192,0.192,0.192,0.192,0.192,0.192,0.192,0.192,0.192,0.192,0.192,0.192,0.192,0.192,0.192,0.192,0.192,0.192,0.192,0.192,0.192,0.192,0.192,0.192,0.192,0.192,0.192,0.192,0.192,0.192,0.192,0.192,0.192,0.192,0.192,0.192,0.192,0.192,0.192,0.192,0.192,0.192,0.192,0.192,0.192,0.192,0.192,0.192,0.192]
[null,null,"Depreciation Schedule",4,0.1152,0.1152,0.1152,0.1152,0.1152,0.1152,0.1152,0.1152,0.1152,0.1152,0.1152,0.1152,0.1152,0.1152,0.1152,0.1152,0.1152,0.1152,0.1152,0.1152,0.1152,0.1152,0.1152,0.1152,0.1152,0.1152,0.1152,0.1152,0.1152,0.1152,0.1152,0.1152,0.1152,0.1152,0.1152,0.1152,0.1152,0.1152,0.1152,0.1152,0.1152,0.1152,0.1152,0.1152,0.1152,0.1152,0.1152,0.1152,0.1152,0.1152,0.1152,0.1152,0.1152,0.1152,0.1152,0.1152,0.1152,0.1152,0.1152,0.1152,0.1152,0.1152,0.1152,0.1152,0.1152,0.1152,0.1152,0.1152,0.1152,0.1152,0.1152,0.1152,0.1152,0.1152,0.1152,0.1152,0.1152,0.1152,0.1152,0.1152,0.1152,0.1152,0.1152,0.1152,0.1152,0.1152,0.1152,0.1152,0.1152,0.1152,0.1152,0.1152,0.1152,0.1152,0.1152,0.1152,0.1152,0.1152,0.1152,0.1152,0.1152,0.1152,0.1152,0.1152,0.1152,0.1152,0.1152,0.1152,0.1152,0.1152,0.1152,0.1152,0.1152,0.1152,0.1152,0.1152,0.1152,0.1152,0.1152,0.1152,0.1152,0.1152,0.1152,0.1152,0.1152,0.1152,0.1152,0.1152,0.1152,0.1152,0.1152,0.1152,0.1152,0.1152,0.1152,0.1152,0.1152,0.1152,0.1152,0.1152,0.1152,0.1152,0.1152,0.1152,0.1152,0.1152,0.1152,0.1152,0.1152,0.1152,0.1152,0.1152,0.1152,0.1152,0.1152,0.1152,0.1152,0.1152,0.1152,0.1152,0.1152,0.1152,0.1152,0.1152,0.1152,0.1152,0.1152,0.1152,0.1152,0.1152,0.1152,0.1152,0.1152,0.1152,0.1152,0.1152,0.1152,0.1152,0.1152,0.1152,0.1152,0.1152,0.1152,0.1152,0.1152,0.1152,0.1152,0.1152,0.1152,0.1152,0.1152,0.1152,0.1152,0.1152,0.1152,0.1152,0.1152,0.1152,0.1152,0.1152,0.1152,0.1152,0.1152,0.1152,0.1152,0.1152,0.1152,0.1152,0.1152,0.1152,0.1152,0.1152,0.1152,0.1152,0.1152,0.1152,0.1152,0.1152,0.1152,0.1152,0.1152,0.1152,0.1152,0.1152,0.1152,0.1152,0.1152,0.1152,0.1152,0.1152,0.1152,0.1152,0.1152,0.1152,0.1152,0.1152,0.1152,0.1152,0.1152,0.1152,0.1152,0.1152,0.1152,0.1152,0.1152,0.1152,0.1152,0.1152,0.1152,0.1152,0.1152,0.1152,0.1152,0.1152,0.1152,0.1152,0.1152,0.1152,0.1152,0.1152,0.1152,0.1152,0.1152,0.1152,0.1152,0.1152,0.1152,0.1152,0.1152,0.1152,0.1152,0.1152,0.1152,0.1152,0.1152,0.1152,0.1152,0.1152,0.1152,0.1152,0.1152,0.1152,0.1152,0.1152,0.1152,0.1152,0.1152,0.1152,0.1152,0.1152,0.1152,0.1152,0.1152,0.1152,0.1152,0.1152,0.1152,0.1152,0.1152,0.1152,0.1152,0.1152,0.1152,0.1152,0.1152,0.1152,0.1152,0.1152,0.1152,0.1152,0.1152,0.1152,0.1152,0.1152,0.1152,0.1152,0.1152,0.1152,0.1152,0.1152,0.1152,0.1152,0.1152,0.1152,0.1152,0.1152,0.1152,0.1152,0.1152,0.1152,0.1152,0.1152,0.1152,0.1152,0.1152,0.1152,0.1152,0.1152,0.1152,0.1152,0.1152,0.1152,0.1152,0.1152,0.1152,0.1152,0.1152,0.1152,0.1152,0.1152,0.1152,0.1152,0.1152,0.1152,0.1152,0.1152,0.1152,0.1152,0.1152,0.1152,0.1152,0.1152,0.1152,0.1152,0.1152,0.1152,0.1152,0.1152,0.1152,0.1152,0.1152,0.1152,0.1152,0.1152,0.1152,0.1152,0.1152,0.1152,0.1152,0.1152,0.1152,0.1152,0.1152,0.1152,0.1152,0.1152,0.1152,0.1152,0.1152,0.1152,0.1152,0.1152,0.1152,0.1152,0.1152,0.1152,0.1152,0.1152,0.1152,0.1152,0.1152,0.1152]
[null,null,"Depreciation Schedule",5,0.1152,0.1152,0.1152,0.1152,0.1152,0.1152,0.1152,0.1152,0.1152,0.1152,0.1152,0.1152,0.1152,0.1152,0.1152,0.1152,0.1152,0.1152,0.1152,0.1152,0.1152,0.1152,0.1152,0.1152,0.1152,0.1152,0.1152,0.1152,0.1152,0.1152,0.1152,0.1152,0.1152,0.1152,0.1152,0.1152,0.1152,0.1152,0.1152,0.1152,0.1152,0.1152,0.1152,0.1152,0.1152,0.1152,0.1152,0.1152,0.1152,0.1152,0.1152,0.1152,0.1152,0.1152,0.1152,0.1152,0.1152,0.1152,0.1152,0.1152,0.1152,0.1152,0.1152,0.1152,0.1152,0.1152,0.1152,0.1152,0.1152,0.1152,0.1152,0.1152,0.1152,0.1152,0.1152,0.1152,0.1152,0.1152,0.1152,0.1152,0.1152,0.1152,0.1152,0.1152,0.1152,0.1152,0.1152,0.1152,0.1152,0.1152,0.1152,0.1152,0.1152,0.1152,0.1152,0.1152,0.1152,0.1152,0.1152,0.1152,0.1152,0.1152,0.1152,0.1152,0.1152,0.1152,0.1152,0.1152,0.1152,0.1152,0.1152,0.1152,0.1152,0.1152,0.1152,0.1152,0.1152,0.1152,0.1152,0.1152,0.1152,0.1152,0.1152,0.1152,0.1152,0.1152,0.1152,0.1152,0.1152,0.1152,0.1152,0.1152,0.1152,0.1152,0.1152,0.1152,0.1152,0.1152,0.1152,0.1152,0.1152,0.1152,0.1152,0.1152,0.1152,0.1152,0.1152,0.1152,0.1152,0.1152,0.1152,0.1152,0.1152,0.1152,0.1152,0.1152,0.1152,0.1152,0.1152,0.1152,0.1152,0.1152,0.1152,0.1152,0.1152,0.1152,0.1152,0.1152,0.1152,0.1152,0.1152,0.1152,0.1152,0.1152,0.1152,0.1152,0.1152,0.1152,0.1152,0.1152,0.1152,0.1152,0.1152,0.1152,0.1152,0.1152,0.1152,0.1152,0.1152,0.1152,0.1152,0.1152,0.1152,0.1152,0.1152,0.1152,0.1152,0.1152,0.1152,0.1152,0.1152,0.1152,0.1152,0.1152,0.1152,0.1152,0.1152,0.1152,0.1152,0.1152,0.1152,0.1152,0.1152,0.1152,0.1152,0.1152,0.1152,0.1152,0.1152,0.1152,0.1152,0.1152,0.1152,0.1152,0.1152,0.1152,0.1152,0.1152,0.1152,0.1152,0.1152,0.1152,0.1152,0.1152,0.1152,0.1152,0.1152,0.1152,0.1152,0.1152,0.1152,0.1152,0.1152,0.1152,0.1152,0.1152,0.1152,0.1152,0.1152,0.1152,0.1152,0.1152,0.1152,0.1152,0.1152,0.1152,0.1152,0.1152,0.1152,0.1152,0.1152,0.1152,0.1152,0.1152,0.1152,0.1152,0.1152,0.1152,0.1152,0.1152,0.1152,0.1152,0.1152,0.1152,0.1152,0.1152,0.1152,0.1152,0.1152,0.1152,0.1152,0.1152,0.1152,0.1152,0.1152,0.1152,0.1152,0.1152,0.1152,0.1152,0.1152,0.1152,0.1152,0.1152,0.1152,0.1152,0.1152,0.1152,0.1152,0.1152,0.1152,0.1152,0.1152,0.1152,0.1152,0.1152,0.1152,0.1152,0.1152,0.1152,0.1152,0.1152,0.1152,0.1152,0.1152,0.1152,0.1152,0.1152,0.1152,0.1152,0.1152,0.1152,0.1152,0.1152,0.1152,0.1152,0.1152,0.1152,0.1152,0.1152,0.1152,0.1152,0.1152,0.1152,0.1152,0.1152,0.1152,0.1152,0.1152,0.1152,0.1152,0.1152,0.1152,0.1152,0.1152,0.1152,0.1152,0.1152,0.1152,0.1152,0.1152,0.1152,0.1152,0.1152,0.1152,0.1152,0.1152,0.1152,0.1152,0.1152,0.1152,0.1152,0.1152,0.1152,0.1152,0.1152,0.1152,0.1152,0.1152,0.1152,0.1152,0.1152,0.1152,0.1152,0.1152,0.1152,0.1152,0.1152,0.1152,0.1152,0.1152,0.1152,0.1152,0.1152,0.1152,0.1152,0.1152,0.1152,0.1152,0.1152,0.1152,0.1152,0.1152,0.1152,0.1152,0.1152,0.1152,0.1152,0.1152,0.1152,0.1152,0.1152]
[null,null,"Depreciation Schedule",6,5.7599999999999998E-2,5.7599999999999998E-2,5.7599999999999998E-2,5.7599999999999998E-2,5.7599999999999998E-2,5.7599999999999998E-2,5.7599999999999998E-2,5.7599999999999998E-2,5.7599999999999998E-2,5.7599999999999998E-2,5.7599999999999998E-2,5.7599999999999998E-2,5.7599999999999998E-2,5.7599999999999998E-2,5.7599999999999998E-2,5.7599999999999998E-2,5.7599999999999998E-2,5.7599999999999998E-2,5.7599999999999998E-2,5.7599999999999998E-2,5.7599999999999998E-2,5.7599999999999998E-2,5.7599999999999998E-2,5.7599999999999998E-2,5.7599999999999998E-2,5.7599999999999998E-2,5.7599999999999998E-2,5.7599999999999998E-2,5.7599999999999998E-2,5.7599999999999998E-2,5.7599999999999998E-2,5.7599999999999998E-2,5.7599999999999998E-2,5.7599999999999998E-2,5.7599999999999998E-2,5.7599999999999998E-2,5.7599999999999998E-2,5.7599999999999998E-2,5.7599999999999998E-2,5.7599999999999998E-2,5.7599999999999998E-2,5.7599999999999998E-2,5.7599999999999998E-2,5.7599999999999998E-2,5.7599999999999998E-2,5.7599999999999998E-2,5.7599999999999998E-2,5.7599999999999998E-2,5.7599999999999998E-2,5.7599999999999998E-2,5.7599999999999998E-2,5.7599999999999998E-2,5.7599999999999998E-2,5.7599999999999998E-2,5.7599999999999998E-2,5.7599999999999998E-2,5.7599999999999998E-2,5.7599999999999998E-2,5.7599999999999998E-2,5.7599999999999998E-2,5.7599999999999998E-2,5.7599999999999998E-2,5.7599999999999998E-2,5.7599999999999998E-2,5.7599999999999998E-2,5.7599999999999998E-2,5.7599999999999998E-2,5.7599999999999998E-2,5.7599999999999998E-2,5.7599999999999998E-2,5.7599999999999998E-2,5.7599999999999998E-2,5.7599999999999998E-2,5.7599999999999998E-2,5.7599999999999998E-2,5.7599999999999998E-2,5.7599999999999998E-2,5.7599999999999998E-2,5.7599999999999998E-2,5.7599999999999998E-2,5.7599999999999998E-2,5.7599999999999998E-2,5.7599999999999998E-2,5.7599999999999998E-2,5.7599999999999998E-2,5.7599999999999998E-2,5.7599999999999998E-2,5.7599999999999998E-2,5.7599999999999998E-2,5.7599999999999998E-2,5.7599999999999998E-2,5.7599999999999998E-2,5.7599999999999998E-2,5.7599999999999998E-2,5.7599999999999998E-2,5.7599999999999998E-2,5.7599999999999998E-2,5.7599999999999998E-2,5.7599999999999998E-2,5.7599999999999998E-2,5.7599999999999998E-2,5.7599999999999998E-2,5.7599999999999998E-2,5.7599999999999998E-2,5.7599999999999998E-2,5.7599999999999998E-2,5.7599999999999998E-2,5.7599999999999998E-2,5.7599999999999998E-2,5.7599999999999998E-2,5.7599999999999998E-2,5.7599999999999998E-2,5.7599999999999998E-2,5.7599999999999998E-2,5.7599999999999998E-2,5.7599999999999998E-2,5.7599999999999998E-2,5.7599999999999998E-2,5.7599999999999998E-2,5.7599999999999998E-2,5.7599999999999998E-2,5.7599999999999998E-2,5.7599999999999998E-2,5.7599999999999998E-2,5.7599999999999998E-2,5.7599999999999998E-2,5.7599999999999998E-2,5.7599999999999998E-2,5.7599999999999998E-2,5.7599999999999998E-2,5.7599999999999998E-2,5.7599999999999998E-2,5.7599999999999998E-2,5.7599999999999998E-2,5.7599999999999998E-2,5.7599999999999998E-2,5.7599999999999998E-2,5.7599999999999998E-2,5.7599999999999998E-2,5.7599999999999998E-2,5.7599999999999998E-2,5.7599999999999998E-2,5.7599999999999998E-2,5.7599999999999998E-2,5.7599999999999998E-2,5.7599999999999998E-2,5.7599999999999998E-2,5.7599999999999998E-2,5.7599999999999998E-2,5.7599999999999998E-2,5.7599999999999998E-2,5.7599999999999998E-2,5.7599999999999998E-2,5.7599999999999998E-2,5.7599999999999998E-2,5.7599999999999998E-2,5.7599999999999998E-2,5.7599999999999998E-2,5.7599999999999998E-2,5.7599999999999998E-2,5.7599999999999998E-2,5.7599999999999998E-2,5.7599999999999998E-2,5.7599999999999998E-2,5.7599999999999998E-2,5.7599999999999998E-2,5.7599999999999998E-2,5.7599999999999998E-2,5.7599999999999998E-2,5.7599999999999998E-2,5.7599999999999998E-2,5.7599999999999998E-2,5.7599999999999998E-2,5.7599999999999998E-2,5.7599999999999998E-2,5.7599999999999998E-2,5.7599999999999998E-2,5.7599999999999998E-2,5.7599999999999998E-2,5.7599999999999998E-2,5.7599999999999998E-2,5.7599999999999998E-2,5.7599999999999998E-2,5.7599999999999998E-2,5.7599999999999998E-2,5.7599999999999998E-2,5.7599999999999998E-2,5.7599999999999998E-2,5.7599999999999998E-2,5.7599999999999998E-2,5.7599999999999998E-2,5.7599999999999998E-2,5.7599999999999998E-2,5.7599999999999998E-2,5.7599999999999998E-2,5.7599999999999998E-2,5.7599999999999998E-2,5.7599999999999998E-2,5.7599999999999998E-2,5.7599999999999998E-2,5.7599999999999998E-2,5.7599999999999998E-2,5.7599999999999998E-2,5.7599999999999998E-2,5.7599999999999998E-2,5.7599999999999998E-2,5.7599999999999998E-2,5.7599999999999998E-2,5.7599999999999998E-2,5.7599999999999998E-2,5.7599999999999998E-2,5.7599999999999998E-2,5.7599999999999998E-2,5.7599999999999998E-2,5.7599999999999998E-2,5.7599999999999998E-2,5.7599999999999998E-2,5.7599999999999998E-2,5.7599999999999998E-2,5.7599999999999998E-2,5.7599999999999998E-2,5.7599999999999998E-2,5.7599999999999998E-2,5.7599999999999998E-2,5.7599999999999998E-2,5.7599999999999998E-2,5.7599999999999998E-2,5.7599999999999998E-2,5.7599999999999998E-2,5.7599999999999998E-2,5.7599999999999998E-2,5.7599999999999998E-2,5.7599999999999998E-2,5.7599999999999998E-2,5.7599999999999998E-2,5.7599999999999998E-2,5.7599999999999998E-2,5.7599999999999998E-2,5.7599999999999998E-2,5.7599999999999998E-2,5.7599999999999998E-2,5.7599999999999998E-2,5.7599999999999998E-2,5.7599999999999998E-2,5.7599999999999998E-2,5.7599999999999998E-2,5.7599999999999998E-2,5.7599999999999998E-2,5.7599999999999998E-2,5.7599999999999998E-2,5.7599999999999998E-2,5.7599999999999998E-2,5.7599999999999998E-2,5.7599999999999998E-2,5.7599999999999998E-2,5.7599999999999998E-2,5.7599999999999998E-2,5.7599999999999998E-2,5.7599999999999998E-2,5.7599999999999998E-2,5.7599999999999998E-2,5.7599999999999998E-2,5.7599999999999998E-2,5.7599999999999998E-2,5.7599999999999998E-2,5.7599999999999998E-2,5.7599999999999998E-2,5.7599999999999998E-2,5.7599999999999998E-2,5.7599999999999998E-2,5.7599999999999998E-2,5.7599999999999998E-2,5.7599999999999998E-2,5.7599999999999998E-2,5.7599999999999998E-2,5.7599999999999998E-2,5.7599999999999998E-2,5.7599999999999998E-2,5.7599999999999998E-2,5.7599999999999998E-2,5.7599999999999998E-2,5.7599999999999998E-2,5.7599999999999998E-2,5.7599999999999998E-2,5.7599999999999998E-2,5.7599999999999998E-2,5.7599999999999998E-2,5.7599999999999998E-2,5.7599999999999998E-2,5.7599999999999998E-2,5.7599999999999998E-2,5.7599999999999998E-2,5.7599999999999998E-2,5.7599999999999998E-2,5.7599999999999998E-2,5.7599999999999998E-2,5.7599999999999998E-2,5.7599999999999998E-2,5.7599999999999998E-2,5.7599999999999998E-2,5.7599999999999998E-2,5.7599999999999998E-2,5.7599999999999998E-2,5.7599999999999998E-2,5.7599999999999998E-2,5.7599999999999998E-2,5.7599999999999998E-2,5.7599999999999998E-2,5.7599999999999998E-2,5.7599999999999998E-2,5.7599999999999998E-2,5.7599999999999998E-2,5.7599999999999998E-2,5.7599999999999998E-2,5.7599999999999998E-2,5.7599999999999998E-2,5.7599999999999998E-2,5.7599999999999998E-2,5.7599999999999998E-2,5.7599999999999998E-2,5.7599999999999998E-2,5.7599999999999998E-2,5.7599999999999998E-2,5.7599999999999998E-2,5.7599999999999998E-2,5.7599999999999998E-2,5.7599999999999998E-2,5.7599999999999998E-2,5.7599999999999998E-2,5.7599999999999998E-2,5.7599999999999998E-2,5.7599999999999998E-2,5.7599999999999998E-2,5.7599999999999998E-2,5.7599999999999998E-2,5.7599999999999998E-2,5.7599999999999998E-2,5.7599999999999998E-2,5.7599999999999998E-2,5.7599999999999998E-2,5.7599999999999998E-2,5.7599999999999998E-2,5.7599999999999998E-2,5.7599999999999998E-2,5.7599999999999998E-2,5.7599999999999998E-2,5.7599999999999998E-2,5.7599999999999998E-2,5.7599999999999998E-2,5.7599999999999998E-2,5.7599999999999998E-2,5.7599999999999998E-2,5.7599999999999998E-2,5.7599999999999998E-2,5.7599999999999998E-2,5.7599999999999998E-2,5.7599999999999998E-2,5.7599999999999998E-2,5.7599999999999998E-2,5.7599999999999998E-2,5.7599999999999998E-2,5.7599999999999998E-2,5.7599999999999998E-2,5.7599999999999998E-2,5.7599999999999998E-2,5.7599999999999998E-2,5.7599999999999998E-2,5.7599999999999998E-2,5.7599999999999998E-2,5.7599999999999998E-2,5.7599999999999998E-2,5.7599999999999998E-2,5.7599999999999998E-2,5.7599999999999998E-2,5.7599999999999998E-2,5.7599999999999998E-2,5.7599999999999998E-2,5.7599999999999998E-2,5.7599999999999998E-2,5.7599999999999998E-2,5.7599999999999998E-2,5.7599999999999998E-2,5.7599999999999998E-2,5.7599999999999998E-2,5.7599999999999998E-2,5.7599999999999998E-2,5.7599999999999998E-2,5.7599999999999998E-2,5.7599999999999998E-2,5.7599999999999998E-2,5.7599999999999998E-2,5.7599999999999998E-2,5.7599999999999998E-2,5.7599999999999998E-2,5.7599999999999998E-2,5.7599999999999998E-2,5.7599999999999998E-2,5.7599999999999998E-2,5.7599999999999998E-2,5.7599999999999998E-2,5.7599999999999998E-2,5.7599999999999998E-2]
[]
[null,"OUTPUTS"]
[null,null,"System Spec",null,{"$f":"IF(_xlfn.CONCAT(E7:E10)=\"\",\"\",IF(COUNTIF(data!$C:$C,_xlfn.CONCAT(E8,\"MW | \",ROUND(E9,0),\"MW | \",E10,\"MW\"))>0,_xlfn.CONCAT(E8,\"MW | \",ROUND(E9,0),\"MW | \",E10,\"MW\"),\"INVALID SELECTION\"))","v":"0MW | 0MW | 125MW"},{"$f":"IF(_xlfn.CONCAT(F7:F10)=\"\",\"\",IF(COUNTIF(data!$C:$C,_xlfn.CONCAT(F8,\"MW | \",ROUND(F9,0),\"MW | \",F10,\"MW\"))>0,_xlfn.CONCAT(F8,\"MW | \",ROUND(F9,0),\"MW | \",F10,\"MW\"),\"INVALID SELECTION\"))","v":"0MW | 0MW | 125MW"},{"$f":"IF(_xlfn.CONCAT(G7:G10)=\"\",\"\",IF(COUNTIF(data!$C:$C,_xlfn.CONCAT(G8,\"MW | \",ROUND(G9,0),\"MW | \",G10,\"MW\"))>0,_xlfn.CONCAT(G8,\"MW | \",ROUND(G9,0),\"MW | \",G10,\"MW\"),\"INVALID SELECTION\"))","v":"0MW | 0MW | 125MW"},{"$f":"IF(_xlfn.CONCAT(H7:H10)=\"\",\"\",IF(COUNTIF(data!$C:$C,_xlfn.CONCAT(H8,\"MW | \",ROUND(H9,0),\"MW | \",H10,\"MW\"))>0,_xlfn.CONCAT(H8,\"MW | \",ROUND(H9,0),\"MW | \",H10,\"MW\"),\"INVALID SELECTION\"))","v":"50MW | 0MW | 125MW"},{"$f":"IF(_xlfn.CONCAT(I7:I10)=\"\",\"\",IF(COUNTIF(data!$C:$C,_xlfn.CONCAT(I8,\"MW | \",ROUND(I9,0),\"MW | \",I10,\"MW\"))>0,_xlfn.CONCAT(I8,\"MW | \",ROUND(I9,0),\"MW | \",I10,\"MW\"),\"INVALID SELECTION\"))","v":"50MW | 50MW | 125MW"},{"$f":"IF(_xlfn.CONCAT(J7:J10)=\"\",\"\",IF(COUNTIF(data!$C:$C,_xlfn.CONCAT(J8,\"MW | \",ROUND(J9,0),\"MW | \",J10,\"MW\"))>0,_xlfn.CONCAT(J8,\"MW | \",ROUND(J9,0),\"MW | \",J10,\"MW\"),\"INVALID SELECTION\"))","v":"50MW | 100MW | 125MW"},{"$f":"IF(_xlfn.CONCAT(K7:K10)=\"\",\"\",IF(COUNTIF(data!$C:$C,_xlfn.CONCAT(K8,\"MW | \",ROUND(K9,0),\"MW | \",K10,\"MW\"))>0,_xlfn.CONCAT(K8,\"MW | \",ROUND(K9,0),\"MW | \",K10,\"MW\"),\"INVALID SELECTION\"))","v":"50MW | 150MW | 125MW"},{"$f":"IF(_xlfn.CONCAT(L7:L10)=\"\",\"\",IF(COUNTIF(data!$C:$C,_xlfn.CONCAT(L8,\"MW | \",ROUND(L9,0),\"MW | \",L10,\"MW\"))>0,_xlfn.CONCAT(L8,\"MW | \",ROUND(L9,0),\"MW | \",L10,\"MW\"),\"INVALID SELECTION\"))","v":"50MW | 200MW | 125MW"},{"$f":"IF(_xlfn.CONCAT(M7:M10)=\"\",\"\",IF(COUNTIF(data!$C:$C,_xlfn.CONCAT(M8,\"MW | \",ROUND(M9,0),\"MW | \",M10,\"MW\"))>0,_xlfn.CONCAT(M8,\"MW | \",ROUND(M9,0),\"MW | \",M10,\"MW\"),\"INVALID SELECTION\"))","v":"50MW | 250MW | 125MW"},{"$f":"IF(_xlfn.CONCAT(N7:N10)=\"\",\"\",IF(COUNTIF(data!$C:$C,_xlfn.CONCAT(N8,\"MW | \",ROUND(N9,0),\"MW | \",N10,\"MW\"))>0,_xlfn.CONCAT(N8,\"MW | \",ROUND(N9,0),\"MW | \",N10,\"MW\"),\"INVALID SELECTION\"))","v":"50MW | 300MW | 125MW"},{"$f":"IF(_xlfn.CONCAT(O7:O10)=\"\",\"\",IF(COUNTIF(data!$C:$C,_xlfn.CONCAT(O8,\"MW | \",ROUND(O9,0),\"MW | \",O10,\"MW\"))>0,_xlfn.CONCAT(O8,\"MW | \",ROUND(O9,0),\"MW | \",O10,\"MW\"),\"INVALID SELECTION\"))","v":"50MW | 350MW | 125MW"},{"$f":"IF(_xlfn.CONCAT(P7:P10)=\"\",\"\",IF(COUNTIF(data!$C:$C,_xlfn.CONCAT(P8,\"MW | \",ROUND(P9,0),\"MW | \",P10,\"MW\"))>0,_xlfn.CONCAT(P8,\"MW | \",ROUND(P9,0),\"MW | \",P10,\"MW\"),\"INVALID SELECTION\"))","v":"50MW | 400MW | 125MW"},{"$f":"IF(_xlfn.CONCAT(Q7:Q10)=\"\",\"\",IF(COUNTIF(data!$C:$C,_xlfn.CONCAT(Q8,\"MW | \",ROUND(Q9,0),\"MW | \",Q10,\"MW\"))>0,_xlfn.CONCAT(Q8,\"MW | \",ROUND(Q9,0),\"MW | \",Q10,\"MW\"),\"INVALID SELECTION\"))","v":"50MW | 450MW | 125MW"},{"$f":"IF(_xlfn.CONCAT(R7:R10)=\"\",\"\",IF(COUNTIF(data!$C:$C,_xlfn.CONCAT(R8,\"MW | \",ROUND(R9,0),\"MW | \",R10,\"MW\"))>0,_xlfn.CONCAT(R8,\"MW | \",ROUND(R9,0),\"MW | \",R10,\"MW\"),\"INVALID SELECTION\"))","v":"50MW | 500MW | 125MW"},{"$f":"IF(_xlfn.CONCAT(S7:S10)=\"\",\"\",IF(COUNTIF(data!$C:$C,_xlfn.CONCAT(S8,\"MW | \",ROUND(S9,0),\"MW | \",S10,\"MW\"))>0,_xlfn.CONCAT(S8,\"MW | \",ROUND(S9,0),\"MW | \",S10,\"MW\"),\"INVALID SELECTION\"))","v":"50MW | 550MW | 125MW"},{"$f":"IF(_xlfn.CONCAT(T7:T10)=\"\",\"\",IF(COUNTIF(data!$C:$C,_xlfn.CONCAT(T8,\"MW | \",ROUND(T9,0),\"MW | \",T10,\"MW\"))>0,_xlfn.CONCAT(T8,\"MW | \",ROUND(T9,0),\"MW | \",T10,\"MW\"),\"INVALID SELECTION\"))","v":"50MW | 600MW | 125MW"},{"$f":"IF(_xlfn.CONCAT(U7:U10)=\"\",\"\",IF(COUNTIF(data!$C:$C,_xlfn.CONCAT(U8,\"MW | \",ROUND(U9,0),\"MW | \",U10,\"MW\"))>0,_xlfn.CONCAT(U8,\"MW | \",ROUND(U9,0),\"MW | \",U10,\"MW\"),\"INVALID SELECTION\"))","v":"50MW | 650MW | 125MW"},{"$f":"IF(_xlfn.CONCAT(V7:V10)=\"\",\"\",IF(COUNTIF(data!$C:$C,_xlfn.CONCAT(V8,\"MW | \",ROUND(V9,0),\"MW | \",V10,\"MW\"))>0,_xlfn.CONCAT(V8,\"MW | \",ROUND(V9,0),\"MW | \",V10,\"MW\"),\"INVALID SELECTION\"))","v":"50MW | 700MW | 125MW"},{"$f":"IF(_xlfn.CONCAT(W7:W10)=\"\",\"\",IF(COUNTIF(data!$C:$C,_xlfn.CONCAT(W8,\"MW | \",ROUND(W9,0),\"MW | \",W10,\"MW\"))>0,_xlfn.CONCAT(W8,\"MW | \",ROUND(W9,0),\"MW | \",W10,\"MW\"),\"INVALID SELECTION\"))","v":"50MW | 750MW | 125MW"},{"$f":"IF(_xlfn.CONCAT(X7:X10)=\"\",\"\",IF(COUNTIF(data!$C:$C,_xlfn.CONCAT(X8,\"MW | \",ROUND(X9,0),\"MW | \",X10,\"MW\"))>0,_xlfn.CONCAT(X8,\"MW | \",ROUND(X9,0),\"MW | \",X10,\"MW\"),\"INVALID SELECTION\"))","v":"50MW | 800MW | 125MW"},{"$f":"IF(_xlfn.CONCAT(Y7:Y10)=\"\",\"\",IF(COUNTIF(data!$C:$C,_xlfn.CONCAT(Y8,\"MW | \",ROUND(Y9,0),\"MW | \",Y10,\"MW\"))>0,_xlfn.CONCAT(Y8,\"MW | \",ROUND(Y9,0),\"MW | \",Y10,\"MW\"),\"INVALID SELECTION\"))","v":"50MW | 850MW | 125MW"},{"$f":"IF(_xlfn.CONCAT(Z7:Z10)=\"\",\"\",IF(COUNTIF(data!$C:$C,_xlfn.CONCAT(Z8,\"MW | \",ROUND(Z9,0),\"MW | \",Z10,\"MW\"))>0,_xlfn.CONCAT(Z8,\"MW | \",ROUND(Z9,0),\"MW | \",Z10,\"MW\"),\"INVALID SELECTION\"))","v":"50MW | 900MW | 125MW"},{"$f":"IF(_xlfn.CONCAT(AA7:AA10)=\"\",\"\",IF(COUNTIF(data!$C:$C,_xlfn.CONCAT(AA8,\"MW | \",ROUND(AA9,0),\"MW | \",AA10,\"MW\"))>0,_xlfn.CONCAT(AA8,\"MW | \",ROUND(AA9,0),\"MW | \",AA10,\"MW\"),\"INVALID SELECTION\"))","v":"50MW | 950MW | 125MW"},{"$f":"IF(_xlfn.CONCAT(AB7:AB10)=\"\",\"\",IF(COUNTIF(data!$C:$C,_xlfn.CONCAT(AB8,\"MW | \",ROUND(AB9,0),\"MW | \",AB10,\"MW\"))>0,_xlfn.CONCAT(AB8,\"MW | \",ROUND(AB9,0),\"MW | \",AB10,\"MW\"),\"INVALID SELECTION\"))","v":"50MW | 1000MW | 125MW"},{"$f":"IF(_xlfn.CONCAT(AC7:AC10)=\"\",\"\",IF(COUNTIF(data!$C:$C,_xlfn.CONCAT(AC8,\"MW | \",ROUND(AC9,0),\"MW | \",AC10,\"MW\"))>0,_xlfn.CONCAT(AC8,\"MW | \",ROUND(AC9,0),\"MW | \",AC10,\"MW\"),\"INVALID SELECTION\"))","v":"100MW | 0MW | 125MW"},{"$f":"IF(_xlfn.CONCAT(AD7:AD10)=\"\",\"\",IF(COUNTIF(data!$C:$C,_xlfn.CONCAT(AD8,\"MW | \",ROUND(AD9,0),\"MW | \",AD10,\"MW\"))>0,_xlfn.CONCAT(AD8,\"MW | \",ROUND(AD9,0),\"MW | \",AD10,\"MW\"),\"INVALID SELECTION\"))","v":"100MW | 50MW | 125MW"},{"$f":"IF(_xlfn.CONCAT(AE7:AE10)=\"\",\"\",IF(COUNTIF(data!$C:$C,_xlfn.CONCAT(AE8,\"MW | \",ROUND(AE9,0),\"MW | \",AE10,\"MW\"))>0,_xlfn.CONCAT(AE8,\"MW | \",ROUND(AE9,0),\"MW | \",AE10,\"MW\"),\"INVALID SELECTION\"))","v":"100MW | 100MW | 125MW"},{"$f":"IF(_xlfn.CONCAT(AF7:AF10)=\"\",\"\",IF(COUNTIF(data!$C:$C,_xlfn.CONCAT(AF8,\"MW | \",ROUND(AF9,0),\"MW | \",AF10,\"MW\"))>0,_xlfn.CONCAT(AF8,\"MW | \",ROUND(AF9,0),\"MW | \",AF10,\"MW\"),\"INVALID SELECTION\"))","v":"100MW | 150MW | 125MW"},{"$f":"IF(_xlfn.CONCAT(AG7:AG10)=\"\",\"\",IF(COUNTIF(data!$C:$C,_xlfn.CONCAT(AG8,\"MW | \",ROUND(AG9,0),\"MW | \",AG10,\"MW\"))>0,_xlfn.CONCAT(AG8,\"MW | \",ROUND(AG9,0),\"MW | \",AG10,\"MW\"),\"INVALID SELECTION\"))","v":"100MW | 200MW | 125MW"},{"$f":"IF(_xlfn.CONCAT(AH7:AH10)=\"\",\"\",IF(COUNTIF(data!$C:$C,_xlfn.CONCAT(AH8,\"MW | \",ROUND(AH9,0),\"MW | \",AH10,\"MW\"))>0,_xlfn.CONCAT(AH8,\"MW | \",ROUND(AH9,0),\"MW | \",AH10,\"MW\"),\"INVALID SELECTION\"))","v":"100MW | 250MW | 125MW"},{"$f":"IF(_xlfn.CONCAT(AI7:AI10)=\"\",\"\",IF(COUNTIF(data!$C:$C,_xlfn.CONCAT(AI8,\"MW | \",ROUND(AI9,0),\"MW | \",AI10,\"MW\"))>0,_xlfn.CONCAT(AI8,\"MW | \",ROUND(AI9,0),\"MW | \",AI10,\"MW\"),\"INVALID SELECTION\"))","v":"100MW | 300MW | 125MW"},{"$f":"IF(_xlfn.CONCAT(AJ7:AJ10)=\"\",\"\",IF(COUNTIF(data!$C:$C,_xlfn.CONCAT(AJ8,\"MW | \",ROUND(AJ9,0),\"MW | \",AJ10,\"MW\"))>0,_xlfn.CONCAT(AJ8,\"MW | \",ROUND(AJ9,0),\"MW | \",AJ10,\"MW\"),\"INVALID SELECTION\"))","v":"100MW | 350MW | 125MW"},{"$f":"IF(_xlfn.CONCAT(AK7:AK10)=\"\",\"\",IF(COUNTIF(data!$C:$C,_xlfn.CONCAT(AK8,\"MW | \",ROUND(AK9,0),\"MW | \",AK10,\"MW\"))>0,_xlfn.CONCAT(AK8,\"MW | \",ROUND(AK9,0),\"MW | \",AK10,\"MW\"),\"INVALID SELECTION\"))","v":"100MW | 400MW | 125MW"},{"$f":"IF(_xlfn.CONCAT(AL7:AL10)=\"\",\"\",IF(COUNTIF(data!$C:$C,_xlfn.CONCAT(AL8,\"MW | \",ROUND(AL9,0),\"MW | \",AL10,\"MW\"))>0,_xlfn.CONCAT(AL8,\"MW | \",ROUND(AL9,0),\"MW | \",AL10,\"MW\"),\"INVALID SELECTION\"))","v":"100MW | 450MW | 125MW"},{"$f":"IF(_xlfn.CONCAT(AM7:AM10)=\"\",\"\",IF(COUNTIF(data!$C:$C,_xlfn.CONCAT(AM8,\"MW | \",ROUND(AM9,0),\"MW | \",AM10,\"MW\"))>0,_xlfn.CONCAT(AM8,\"MW | \",ROUND(AM9,0),\"MW | \",AM10,\"MW\"),\"INVALID SELECTION\"))","v":"100MW | 500MW | 125MW"},{"$f":"IF(_xlfn.CONCAT(AN7:AN10)=\"\",\"\",IF(COUNTIF(data!$C:$C,_xlfn.CONCAT(AN8,\"MW | \",ROUND(AN9,0),\"MW | \",AN10,\"MW\"))>0,_xlfn.CONCAT(AN8,\"MW | \",ROUND(AN9,0),\"MW | \",AN10,\"MW\"),\"INVALID SELECTION\"))","v":"100MW | 550MW | 125MW"},{"$f":"IF(_xlfn.CONCAT(AO7:AO10)=\"\",\"\",IF(COUNTIF(data!$C:$C,_xlfn.CONCAT(AO8,\"MW | \",ROUND(AO9,0),\"MW | \",AO10,\"MW\"))>0,_xlfn.CONCAT(AO8,\"MW | \",ROUND(AO9,0),\"MW | \",AO10,\"MW\"),\"INVALID SELECTION\"))","v":"100MW | 600MW | 125MW"},{"$f":"IF(_xlfn.CONCAT(AP7:AP10)=\"\",\"\",IF(COUNTIF(data!$C:$C,_xlfn.CONCAT(AP8,\"MW | \",ROUND(AP9,0),\"MW | \",AP10,\"MW\"))>0,_xlfn.CONCAT(AP8,\"MW | \",ROUND(AP9,0),\"MW | \",AP10,\"MW\"),\"INVALID SELECTION\"))","v":"100MW | 650MW | 125MW"},{"$f":"IF(_xlfn.CONCAT(AQ7:AQ10)=\"\",\"\",IF(COUNTIF(data!$C:$C,_xlfn.CONCAT(AQ8,\"MW | \",ROUND(AQ9,0),\"MW | \",AQ10,\"MW\"))>0,_xlfn.CONCAT(AQ8,\"MW | \",ROUND(AQ9,0),\"MW | \",AQ10,\"MW\"),\"INVALID SELECTION\"))","v":"100MW | 700MW | 125MW"},{"$f":"IF(_xlfn.CONCAT(AR7:AR10)=\"\",\"\",IF(COUNTIF(data!$C:$C,_xlfn.CONCAT(AR8,\"MW | \",ROUND(AR9,0),\"MW | \",AR10,\"MW\"))>0,_xlfn.CONCAT(AR8,\"MW | \",ROUND(AR9,0),\"MW | \",AR10,\"MW\"),\"INVALID SELECTION\"))","v":"100MW | 750MW | 125MW"},{"$f":"IF(_xlfn.CONCAT(AS7:AS10)=\"\",\"\",IF(COUNTIF(data!$C:$C,_xlfn.CONCAT(AS8,\"MW | \",ROUND(AS9,0),\"MW | \",AS10,\"MW\"))>0,_xlfn.CONCAT(AS8,\"MW | \",ROUND(AS9,0),\"MW | \",AS10,\"MW\"),\"INVALID SELECTION\"))","v":"100MW | 800MW | 125MW"},{"$f":"IF(_xlfn.CONCAT(AT7:AT10)=\"\",\"\",IF(COUNTIF(data!$C:$C,_xlfn.CONCAT(AT8,\"MW | \",ROUND(AT9,0),\"MW | \",AT10,\"MW\"))>0,_xlfn.CONCAT(AT8,\"MW | \",ROUND(AT9,0),\"MW | \",AT10,\"MW\"),\"INVALID SELECTION\"))","v":"100MW | 850MW | 125MW"},{"$f":"IF(_xlfn.CONCAT(AU7:AU10)=\"\",\"\",IF(COUNTIF(data!$C:$C,_xlfn.CONCAT(AU8,\"MW | \",ROUND(AU9,0),\"MW | \",AU10,\"MW\"))>0,_xlfn.CONCAT(AU8,\"MW | \",ROUND(AU9,0),\"MW | \",AU10,\"MW\"),\"INVALID SELECTION\"))","v":"100MW | 900MW | 125MW"},{"$f":"IF(_xlfn.CONCAT(AV7:AV10)=\"\",\"\",IF(COUNTIF(data!$C:$C,_xlfn.CONCAT(AV8,\"MW | \",ROUND(AV9,0),\"MW | \",AV10,\"MW\"))>0,_xlfn.CONCAT(AV8,\"MW | \",ROUND(AV9,0),\"MW | \",AV10,\"MW\"),\"INVALID SELECTION\"))","v":"100MW | 950MW | 125MW"},{"$f":"IF(_xlfn.CONCAT(AW7:AW10)=\"\",\"\",IF(COUNTIF(data!$C:$C,_xlfn.CONCAT(AW8,\"MW | \",ROUND(AW9,0),\"MW | \",AW10,\"MW\"))>0,_xlfn.CONCAT(AW8,\"MW | \",ROUND(AW9,0),\"MW | \",AW10,\"MW\"),\"INVALID SELECTION\"))","v":"100MW | 1000MW | 125MW"},{"$f":"IF(_xlfn.CONCAT(AX7:AX10)=\"\",\"\",IF(COUNTIF(data!$C:$C,_xlfn.CONCAT(AX8,\"MW | \",ROUND(AX9,0),\"MW | \",AX10,\"MW\"))>0,_xlfn.CONCAT(AX8,\"MW | \",ROUND(AX9,0),\"MW | \",AX10,\"MW\"),\"INVALID SELECTION\"))","v":"150MW | 0MW | 125MW"},{"$f":"IF(_xlfn.CONCAT(AY7:AY10)=\"\",\"\",IF(COUNTIF(data!$C:$C,_xlfn.CONCAT(AY8,\"MW | \",ROUND(AY9,0),\"MW | \",AY10,\"MW\"))>0,_xlfn.CONCAT(AY8,\"MW | \",ROUND(AY9,0),\"MW | \",AY10,\"MW\"),\"INVALID SELECTION\"))","v":"150MW | 50MW | 125MW"},{"$f":"IF(_xlfn.CONCAT(AZ7:AZ10)=\"\",\"\",IF(COUNTIF(data!$C:$C,_xlfn.CONCAT(AZ8,\"MW | \",ROUND(AZ9,0),\"MW | \",AZ10,\"MW\"))>0,_xlfn.CONCAT(AZ8,\"MW | \",ROUND(AZ9,0),\"MW | \",AZ10,\"MW\"),\"INVALID SELECTION\"))","v":"150MW | 100MW | 125MW"},{"$f":"IF(_xlfn.CONCAT(BA7:BA10)=\"\",\"\",IF(COUNTIF(data!$C:$C,_xlfn.CONCAT(BA8,\"MW | \",ROUND(BA9,0),\"MW | \",BA10,\"MW\"))>0,_xlfn.CONCAT(BA8,\"MW | \",ROUND(BA9,0),\"MW | \",BA10,\"MW\"),\"INVALID SELECTION\"))","v":"150MW | 150MW | 125MW"},{"$f":"IF(_xlfn.CONCAT(BB7:BB10)=\"\",\"\",IF(COUNTIF(data!$C:$C,_xlfn.CONCAT(BB8,\"MW | \",ROUND(BB9,0),\"MW | \",BB10,\"MW\"))>0,_xlfn.CONCAT(BB8,\"MW | \",ROUND(BB9,0),\"MW | \",BB10,\"MW\"),\"INVALID SELECTION\"))","v":"150MW | 200MW | 125MW"},{"$f":"IF(_xlfn.CONCAT(BC7:BC10)=\"\",\"\",IF(COUNTIF(data!$C:$C,_xlfn.CONCAT(BC8,\"MW | \",ROUND(BC9,0),\"MW | \",BC10,\"MW\"))>0,_xlfn.CONCAT(BC8,\"MW | \",ROUND(BC9,0),\"MW | \",BC10,\"MW\"),\"INVALID SELECTION\"))","v":"150MW | 250MW | 125MW"},{"$f":"IF(_xlfn.CONCAT(BD7:BD10)=\"\",\"\",IF(COUNTIF(data!$C:$C,_xlfn.CONCAT(BD8,\"MW | \",ROUND(BD9,0),\"MW | \",BD10,\"MW\"))>0,_xlfn.CONCAT(BD8,\"MW | \",ROUND(BD9,0),\"MW | \",BD10,\"MW\"),\"INVALID SELECTION\"))","v":"150MW | 300MW | 125MW"},{"$f":"IF(_xlfn.CONCAT(BE7:BE10)=\"\",\"\",IF(COUNTIF(data!$C:$C,_xlfn.CONCAT(BE8,\"MW | \",ROUND(BE9,0),\"MW | \",BE10,\"MW\"))>0,_xlfn.CONCAT(BE8,\"MW | \",ROUND(BE9,0),\"MW | \",BE10,\"MW\"),\"INVALID SELECTION\"))","v":"150MW | 350MW | 125MW"},{"$f":"IF(_xlfn.CONCAT(BF7:BF10)=\"\",\"\",IF(COUNTIF(data!$C:$C,_xlfn.CONCAT(BF8,\"MW | \",ROUND(BF9,0),\"MW | \",BF10,\"MW\"))>0,_xlfn.CONCAT(BF8,\"MW | \",ROUND(BF9,0),\"MW | \",BF10,\"MW\"),\"INVALID SELECTION\"))","v":"150MW | 400MW | 125MW"},{"$f":"IF(_xlfn.CONCAT(BG7:BG10)=\"\",\"\",IF(COUNTIF(data!$C:$C,_xlfn.CONCAT(BG8,\"MW | \",ROUND(BG9,0),\"MW | \",BG10,\"MW\"))>0,_xlfn.CONCAT(BG8,\"MW | \",ROUND(BG9,0),\"MW | \",BG10,\"MW\"),\"INVALID SELECTION\"))","v":"150MW | 450MW | 125MW"},{"$f":"IF(_xlfn.CONCAT(BH7:BH10)=\"\",\"\",IF(COUNTIF(data!$C:$C,_xlfn.CONCAT(BH8,\"MW | \",ROUND(BH9,0),\"MW | \",BH10,\"MW\"))>0,_xlfn.CONCAT(BH8,\"MW | \",ROUND(BH9,0),\"MW | \",BH10,\"MW\"),\"INVALID SELECTION\"))","v":"150MW | 500MW | 125MW"},{"$f":"IF(_xlfn.CONCAT(BI7:BI10)=\"\",\"\",IF(COUNTIF(data!$C:$C,_xlfn.CONCAT(BI8,\"MW | \",ROUND(BI9,0),\"MW | \",BI10,\"MW\"))>0,_xlfn.CONCAT(BI8,\"MW | \",ROUND(BI9,0),\"MW | \",BI10,\"MW\"),\"INVALID SELECTION\"))","v":"150MW | 550MW | 125MW"},{"$f":"IF(_xlfn.CONCAT(BJ7:BJ10)=\"\",\"\",IF(COUNTIF(data!$C:$C,_xlfn.CONCAT(BJ8,\"MW | \",ROUND(BJ9,0),\"MW | \",BJ10,\"MW\"))>0,_xlfn.CONCAT(BJ8,\"MW | \",ROUND(BJ9,0),\"MW | \",BJ10,\"MW\"),\"INVALID SELECTION\"))","v":"150MW | 600MW | 125MW"},{"$f":"IF(_xlfn.CONCAT(BK7:BK10)=\"\",\"\",IF(COUNTIF(data!$C:$C,_xlfn.CONCAT(BK8,\"MW | \",ROUND(BK9,0),\"MW | \",BK10,\"MW\"))>0,_xlfn.CONCAT(BK8,\"MW | \",ROUND(BK9,0),\"MW | \",BK10,\"MW\"),\"INVALID SELECTION\"))","v":"150MW | 650MW | 125MW"},{"$f":"IF(_xlfn.CONCAT(BL7:BL10)=\"\",\"\",IF(COUNTIF(data!$C:$C,_xlfn.CONCAT(BL8,\"MW | \",ROUND(BL9,0),\"MW | \",BL10,\"MW\"))>0,_xlfn.CONCAT(BL8,\"MW | \",ROUND(BL9,0),\"MW | \",BL10,\"MW\"),\"INVALID SELECTION\"))","v":"150MW | 700MW | 125MW"},{"$f":"IF(_xlfn.CONCAT(BM7:BM10)=\"\",\"\",IF(COUNTIF(data!$C:$C,_xlfn.CONCAT(BM8,\"MW | \",ROUND(BM9,0),\"MW | \",BM10,\"MW\"))>0,_xlfn.CONCAT(BM8,\"MW | \",ROUND(BM9,0),\"MW | \",BM10,\"MW\"),\"INVALID SELECTION\"))","v":"150MW | 750MW | 125MW"},{"$f":"IF(_xlfn.CONCAT(BN7:BN10)=\"\",\"\",IF(COUNTIF(data!$C:$C,_xlfn.CONCAT(BN8,\"MW | \",ROUND(BN9,0),\"MW | \",BN10,\"MW\"))>0,_xlfn.CONCAT(BN8,\"MW | \",ROUND(BN9,0),\"MW | \",BN10,\"MW\"),\"INVALID SELECTION\"))","v":"150MW | 800MW | 125MW"},{"$f":"IF(_xlfn.CONCAT(BO7:BO10)=\"\",\"\",IF(COUNTIF(data!$C:$C,_xlfn.CONCAT(BO8,\"MW | \",ROUND(BO9,0),\"MW | \",BO10,\"MW\"))>0,_xlfn.CONCAT(BO8,\"MW | \",ROUND(BO9,0),\"MW | \",BO10,\"MW\"),\"INVALID SELECTION\"))","v":"150MW | 850MW | 125MW"},{"$f":"IF(_xlfn.CONCAT(BP7:BP10)=\"\",\"\",IF(COUNTIF(data!$C:$C,_xlfn.CONCAT(BP8,\"MW | \",ROUND(BP9,0),\"MW | \",BP10,\"MW\"))>0,_xlfn.CONCAT(BP8,\"MW | \",ROUND(BP9,0),\"MW | \",BP10,\"MW\"),\"INVALID SELECTION\"))","v":"150MW | 900MW | 125MW"},{"$f":"IF(_xlfn.CONCAT(BQ7:BQ10)=\"\",\"\",IF(COUNTIF(data!$C:$C,_xlfn.CONCAT(BQ8,\"MW | \",ROUND(BQ9,0),\"MW | \",BQ10,\"MW\"))>0,_xlfn.CONCAT(BQ8,\"MW | \",ROUND(BQ9,0),\"MW | \",BQ10,\"MW\"),\"INVALID SELECTION\"))","v":"150MW | 950MW | 125MW"},{"$f":"IF(_xlfn.CONCAT(BR7:BR10)=\"\",\"\",IF(COUNTIF(data!$C:$C,_xlfn.CONCAT(BR8,\"MW | \",ROUND(BR9,0),\"MW | \",BR10,\"MW\"))>0,_xlfn.CONCAT(BR8,\"MW | \",ROUND(BR9,0),\"MW | \",BR10,\"MW\"),\"INVALID SELECTION\"))","v":"150MW | 1000MW | 125MW"},{"$f":"IF(_xlfn.CONCAT(BS7:BS10)=\"\",\"\",IF(COUNTIF(data!$C:$C,_xlfn.CONCAT(BS8,\"MW | \",ROUND(BS9,0),\"MW | \",BS10,\"MW\"))>0,_xlfn.CONCAT(BS8,\"MW | \",ROUND(BS9,0),\"MW | \",BS10,\"MW\"),\"INVALID SELECTION\"))","v":"200MW | 0MW | 125MW"},{"$f":"IF(_xlfn.CONCAT(BT7:BT10)=\"\",\"\",IF(COUNTIF(data!$C:$C,_xlfn.CONCAT(BT8,\"MW | \",ROUND(BT9,0),\"MW | \",BT10,\"MW\"))>0,_xlfn.CONCAT(BT8,\"MW | \",ROUND(BT9,0),\"MW | \",BT10,\"MW\"),\"INVALID SELECTION\"))","v":"200MW | 50MW | 125MW"},{"$f":"IF(_xlfn.CONCAT(BU7:BU10)=\"\",\"\",IF(COUNTIF(data!$C:$C,_xlfn.CONCAT(BU8,\"MW | \",ROUND(BU9,0),\"MW | \",BU10,\"MW\"))>0,_xlfn.CONCAT(BU8,\"MW | \",ROUND(BU9,0),\"MW | \",BU10,\"MW\"),\"INVALID SELECTION\"))","v":"200MW | 100MW | 125MW"},{"$f":"IF(_xlfn.CONCAT(BV7:BV10)=\"\",\"\",IF(COUNTIF(data!$C:$C,_xlfn.CONCAT(BV8,\"MW | \",ROUND(BV9,0),\"MW | \",BV10,\"MW\"))>0,_xlfn.CONCAT(BV8,\"MW | \",ROUND(BV9,0),\"MW | \",BV10,\"MW\"),\"INVALID SELECTION\"))","v":"200MW | 150MW | 125MW"},{"$f":"IF(_xlfn.CONCAT(BW7:BW10)=\"\",\"\",IF(COUNTIF(data!$C:$C,_xlfn.CONCAT(BW8,\"MW | \",ROUND(BW9,0),\"MW | \",BW10,\"MW\"))>0,_xlfn.CONCAT(BW8,\"MW | \",ROUND(BW9,0),\"MW | \",BW10,\"MW\"),\"INVALID SELECTION\"))","v":"200MW | 200MW | 125MW"},{"$f":"IF(_xlfn.CONCAT(BX7:BX10)=\"\",\"\",IF(COUNTIF(data!$C:$C,_xlfn.CONCAT(BX8,\"MW | \",ROUND(BX9,0),\"MW | \",BX10,\"MW\"))>0,_xlfn.CONCAT(BX8,\"MW | \",ROUND(BX9,0),\"MW | \",BX10,\"MW\"),\"INVALID SELECTION\"))","v":"200MW | 250MW | 125MW"},{"$f":"IF(_xlfn.CONCAT(BY7:BY10)=\"\",\"\",IF(COUNTIF(data!$C:$C,_xlfn.CONCAT(BY8,\"MW | \",ROUND(BY9,0),\"MW | \",BY10,\"MW\"))>0,_xlfn.CONCAT(BY8,\"MW | \",ROUND(BY9,0),\"MW | \",BY10,\"MW\"),\"INVALID SELECTION\"))","v":"200MW | 300MW | 125MW"},{"$f":"IF(_xlfn.CONCAT(BZ7:BZ10)=\"\",\"\",IF(COUNTIF(data!$C:$C,_xlfn.CONCAT(BZ8,\"MW | \",ROUND(BZ9,0),\"MW | \",BZ10,\"MW\"))>0,_xlfn.CONCAT(BZ8,\"MW | \",ROUND(BZ9,0),\"MW | \",BZ10,\"MW\"),\"INVALID SELECTION\"))","v":"200MW | 350MW | 125MW"},{"$f":"IF(_xlfn.CONCAT(CA7:CA10)=\"\",\"\",IF(COUNTIF(data!$C:$C,_xlfn.CONCAT(CA8,\"MW | \",ROUND(CA9,0),\"MW | \",CA10,\"MW\"))>0,_xlfn.CONCAT(CA8,\"MW | \",ROUND(CA9,0),\"MW | \",CA10,\"MW\"),\"INVALID SELECTION\"))","v":"200MW | 400MW | 125MW"},{"$f":"IF(_xlfn.CONCAT(CB7:CB10)=\"\",\"\",IF(COUNTIF(data!$C:$C,_xlfn.CONCAT(CB8,\"MW | \",ROUND(CB9,0),\"MW | \",CB10,\"MW\"))>0,_xlfn.CONCAT(CB8,\"MW | \",ROUND(CB9,0),\"MW | \",CB10,\"MW\"),\"INVALID SELECTION\"))","v":"200MW | 450MW | 125MW"},{"$f":"IF(_xlfn.CONCAT(CC7:CC10)=\"\",\"\",IF(COUNTIF(data!$C:$C,_xlfn.CONCAT(CC8,\"MW | \",ROUND(CC9,0),\"MW | \",CC10,\"MW\"))>0,_xlfn.CONCAT(CC8,\"MW | \",ROUND(CC9,0),\"MW | \",CC10,\"MW\"),\"INVALID SELECTION\"))","v":"200MW | 500MW | 125MW"},{"$f":"IF(_xlfn.CONCAT(CD7:CD10)=\"\",\"\",IF(COUNTIF(data!$C:$C,_xlfn.CONCAT(CD8,\"MW | \",ROUND(CD9,0),\"MW | \",CD10,\"MW\"))>0,_xlfn.CONCAT(CD8,\"MW | \",ROUND(CD9,0),\"MW | \",CD10,\"MW\"),\"INVALID SELECTION\"))","v":"200MW | 550MW | 125MW"},{"$f":"IF(_xlfn.CONCAT(CE7:CE10)=\"\",\"\",IF(COUNTIF(data!$C:$C,_xlfn.CONCAT(CE8,\"MW | \",ROUND(CE9,0),\"MW | \",CE10,\"MW\"))>0,_xlfn.CONCAT(CE8,\"MW | \",ROUND(CE9,0),\"MW | \",CE10,\"MW\"),\"INVALID SELECTION\"))","v":"200MW | 600MW | 125MW"},{"$f":"IF(_xlfn.CONCAT(CF7:CF10)=\"\",\"\",IF(COUNTIF(data!$C:$C,_xlfn.CONCAT(CF8,\"MW | \",ROUND(CF9,0),\"MW | \",CF10,\"MW\"))>0,_xlfn.CONCAT(CF8,\"MW | \",ROUND(CF9,0),\"MW | \",CF10,\"MW\"),\"INVALID SELECTION\"))","v":"200MW | 650MW | 125MW"},{"$f":"IF(_xlfn.CONCAT(CG7:CG10)=\"\",\"\",IF(COUNTIF(data!$C:$C,_xlfn.CONCAT(CG8,\"MW | \",ROUND(CG9,0),\"MW | \",CG10,\"MW\"))>0,_xlfn.CONCAT(CG8,\"MW | \",ROUND(CG9,0),\"MW | \",CG10,\"MW\"),\"INVALID SELECTION\"))","v":"200MW | 700MW | 125MW"},{"$f":"IF(_xlfn.CONCAT(CH7:CH10)=\"\",\"\",IF(COUNTIF(data!$C:$C,_xlfn.CONCAT(CH8,\"MW | \",ROUND(CH9,0),\"MW | \",CH10,\"MW\"))>0,_xlfn.CONCAT(CH8,\"MW | \",ROUND(CH9,0),\"MW | \",CH10,\"MW\"),\"INVALID SELECTION\"))","v":"200MW | 750MW | 125MW"},{"$f":"IF(_xlfn.CONCAT(CI7:CI10)=\"\",\"\",IF(COUNTIF(data!$C:$C,_xlfn.CONCAT(CI8,\"MW | \",ROUND(CI9,0),\"MW | \",CI10,\"MW\"))>0,_xlfn.CONCAT(CI8,\"MW | \",ROUND(CI9,0),\"MW | \",CI10,\"MW\"),\"INVALID SELECTION\"))","v":"200MW | 800MW | 125MW"},{"$f":"IF(_xlfn.CONCAT(CJ7:CJ10)=\"\",\"\",IF(COUNTIF(data!$C:$C,_xlfn.CONCAT(CJ8,\"MW | \",ROUND(CJ9,0),\"MW | \",CJ10,\"MW\"))>0,_xlfn.CONCAT(CJ8,\"MW | \",ROUND(CJ9,0),\"MW | \",CJ10,\"MW\"),\"INVALID SELECTION\"))","v":"200MW | 850MW | 125MW"},{"$f":"IF(_xlfn.CONCAT(CK7:CK10)=\"\",\"\",IF(COUNTIF(data!$C:$C,_xlfn.CONCAT(CK8,\"MW | \",ROUND(CK9,0),\"MW | \",CK10,\"MW\"))>0,_xlfn.CONCAT(CK8,\"MW | \",ROUND(CK9,0),\"MW | \",CK10,\"MW\"),\"INVALID SELECTION\"))","v":"200MW | 900MW | 125MW"},{"$f":"IF(_xlfn.CONCAT(CL7:CL10)=\"\",\"\",IF(COUNTIF(data!$C:$C,_xlfn.CONCAT(CL8,\"MW | \",ROUND(CL9,0),\"MW | \",CL10,\"MW\"))>0,_xlfn.CONCAT(CL8,\"MW | \",ROUND(CL9,0),\"MW | \",CL10,\"MW\"),\"INVALID SELECTION\"))","v":"200MW | 950MW | 125MW"},{"$f":"IF(_xlfn.CONCAT(CM7:CM10)=\"\",\"\",IF(COUNTIF(data!$C:$C,_xlfn.CONCAT(CM8,\"MW | \",ROUND(CM9,0),\"MW | \",CM10,\"MW\"))>0,_xlfn.CONCAT(CM8,\"MW | \",ROUND(CM9,0),\"MW | \",CM10,\"MW\"),\"INVALID SELECTION\"))","v":"200MW | 1000MW | 125MW"},{"$f":"IF(_xlfn.CONCAT(CN7:CN10)=\"\",\"\",IF(COUNTIF(data!$C:$C,_xlfn.CONCAT(CN8,\"MW | \",ROUND(CN9,0),\"MW | \",CN10,\"MW\"))>0,_xlfn.CONCAT(CN8,\"MW | \",ROUND(CN9,0),\"MW | \",CN10,\"MW\"),\"INVALID SELECTION\"))","v":"250MW | 0MW | 125MW"},{"$f":"IF(_xlfn.CONCAT(CO7:CO10)=\"\",\"\",IF(COUNTIF(data!$C:$C,_xlfn.CONCAT(CO8,\"MW | \",ROUND(CO9,0),\"MW | \",CO10,\"MW\"))>0,_xlfn.CONCAT(CO8,\"MW | \",ROUND(CO9,0),\"MW | \",CO10,\"MW\"),\"INVALID SELECTION\"))","v":"250MW | 50MW | 125MW"},{"$f":"IF(_xlfn.CONCAT(CP7:CP10)=\"\",\"\",IF(COUNTIF(data!$C:$C,_xlfn.CONCAT(CP8,\"MW | \",ROUND(CP9,0),\"MW | \",CP10,\"MW\"))>0,_xlfn.CONCAT(CP8,\"MW | \",ROUND(CP9,0),\"MW | \",CP10,\"MW\"),\"INVALID SELECTION\"))","v":"250MW | 100MW | 125MW"},{"$f":"IF(_xlfn.CONCAT(CQ7:CQ10)=\"\",\"\",IF(COUNTIF(data!$C:$C,_xlfn.CONCAT(CQ8,\"MW | \",ROUND(CQ9,0),\"MW | \",CQ10,\"MW\"))>0,_xlfn.CONCAT(CQ8,\"MW | \",ROUND(CQ9,0),\"MW | \",CQ10,\"MW\"),\"INVALID SELECTION\"))","v":"250MW | 150MW | 125MW"},{"$f":"IF(_xlfn.CONCAT(CR7:CR10)=\"\",\"\",IF(COUNTIF(data!$C:$C,_xlfn.CONCAT(CR8,\"MW | \",ROUND(CR9,0),\"MW | \",CR10,\"MW\"))>0,_xlfn.CONCAT(CR8,\"MW | \",ROUND(CR9,0),\"MW | \",CR10,\"MW\"),\"INVALID SELECTION\"))","v":"250MW | 200MW | 125MW"},{"$f":"IF(_xlfn.CONCAT(CS7:CS10)=\"\",\"\",IF(COUNTIF(data!$C:$C,_xlfn.CONCAT(CS8,\"MW | \",ROUND(CS9,0),\"MW | \",CS10,\"MW\"))>0,_xlfn.CONCAT(CS8,\"MW | \",ROUND(CS9,0),\"MW | \",CS10,\"MW\"),\"INVALID SELECTION\"))","v":"250MW | 250MW | 125MW"},{"$f":"IF(_xlfn.CONCAT(CT7:CT10)=\"\",\"\",IF(COUNTIF(data!$C:$C,_xlfn.CONCAT(CT8,\"MW | \",ROUND(CT9,0),\"MW | \",CT10,\"MW\"))>0,_xlfn.CONCAT(CT8,\"MW | \",ROUND(CT9,0),\"MW | \",CT10,\"MW\"),\"INVALID SELECTION\"))","v":"250MW | 300MW | 125MW"},{"$f":"IF(_xlfn.CONCAT(CU7:CU10)=\"\",\"\",IF(COUNTIF(data!$C:$C,_xlfn.CONCAT(CU8,\"MW | \",ROUND(CU9,0),\"MW | \",CU10,\"MW\"))>0,_xlfn.CONCAT(CU8,\"MW | \",ROUND(CU9,0),\"MW | \",CU10,\"MW\"),\"INVALID SELECTION\"))","v":"250MW | 350MW | 125MW"},{"$f":"IF(_xlfn.CONCAT(CV7:CV10)=\"\",\"\",IF(COUNTIF(data!$C:$C,_xlfn.CONCAT(CV8,\"MW | \",ROUND(CV9,0),\"MW | \",CV10,\"MW\"))>0,_xlfn.CONCAT(CV8,\"MW | \",ROUND(CV9,0),\"MW | \",CV10,\"MW\"),\"INVALID SELECTION\"))","v":"250MW | 400MW | 125MW"},{"$f":"IF(_xlfn.CONCAT(CW7:CW10)=\"\",\"\",IF(COUNTIF(data!$C:$C,_xlfn.CONCAT(CW8,\"MW | \",ROUND(CW9,0),\"MW | \",CW10,\"MW\"))>0,_xlfn.CONCAT(CW8,\"MW | \",ROUND(CW9,0),\"MW | \",CW10,\"MW\"),\"INVALID SELECTION\"))","v":"250MW | 450MW | 125MW"},{"$f":"IF(_xlfn.CONCAT(CX7:CX10)=\"\",\"\",IF(COUNTIF(data!$C:$C,_xlfn.CONCAT(CX8,\"MW | \",ROUND(CX9,0),\"MW | \",CX10,\"MW\"))>0,_xlfn.CONCAT(CX8,\"MW | \",ROUND(CX9,0),\"MW | \",CX10,\"MW\"),\"INVALID SELECTION\"))","v":"250MW | 500MW | 125MW"},{"$f":"IF(_xlfn.CONCAT(CY7:CY10)=\"\",\"\",IF(COUNTIF(data!$C:$C,_xlfn.CONCAT(CY8,\"MW | \",ROUND(CY9,0),\"MW | \",CY10,\"MW\"))>0,_xlfn.CONCAT(CY8,\"MW | \",ROUND(CY9,0),\"MW | \",CY10,\"MW\"),\"INVALID SELECTION\"))","v":"250MW | 550MW | 125MW"},{"$f":"IF(_xlfn.CONCAT(CZ7:CZ10)=\"\",\"\",IF(COUNTIF(data!$C:$C,_xlfn.CONCAT(CZ8,\"MW | \",ROUND(CZ9,0),\"MW | \",CZ10,\"MW\"))>0,_xlfn.CONCAT(CZ8,\"MW | \",ROUND(CZ9,0),\"MW | \",CZ10,\"MW\"),\"INVALID SELECTION\"))","v":"250MW | 600MW | 125MW"},{"$f":"IF(_xlfn.CONCAT(DA7:DA10)=\"\",\"\",IF(COUNTIF(data!$C:$C,_xlfn.CONCAT(DA8,\"MW | \",ROUND(DA9,0),\"MW | \",DA10,\"MW\"))>0,_xlfn.CONCAT(DA8,\"MW | \",ROUND(DA9,0),\"MW | \",DA10,\"MW\"),\"INVALID SELECTION\"))","v":"250MW | 650MW | 125MW"},{"$f":"IF(_xlfn.CONCAT(DB7:DB10)=\"\",\"\",IF(COUNTIF(data!$C:$C,_xlfn.CONCAT(DB8,\"MW | \",ROUND(DB9,0),\"MW | \",DB10,\"MW\"))>0,_xlfn.CONCAT(DB8,\"MW | \",ROUND(DB9,0),\"MW | \",DB10,\"MW\"),\"INVALID SELECTION\"))","v":"250MW | 700MW | 125MW"},{"$f":"IF(_xlfn.CONCAT(DC7:DC10)=\"\",\"\",IF(COUNTIF(data!$C:$C,_xlfn.CONCAT(DC8,\"MW | \",ROUND(DC9,0),\"MW | \",DC10,\"MW\"))>0,_xlfn.CONCAT(DC8,\"MW | \",ROUND(DC9,0),\"MW | \",DC10,\"MW\"),\"INVALID SELECTION\"))","v":"250MW | 750MW | 125MW"},{"$f":"IF(_xlfn.CONCAT(DD7:DD10)=\"\",\"\",IF(COUNTIF(data!$C:$C,_xlfn.CONCAT(DD8,\"MW | \",ROUND(DD9,0),\"MW | \",DD10,\"MW\"))>0,_xlfn.CONCAT(DD8,\"MW | \",ROUND(DD9,0),\"MW | \",DD10,\"MW\"),\"INVALID SELECTION\"))","v":"250MW | 800MW | 125MW"},{"$f":"IF(_xlfn.CONCAT(DE7:DE10)=\"\",\"\",IF(COUNTIF(data!$C:$C,_xlfn.CONCAT(DE8,\"MW | \",ROUND(DE9,0),\"MW | \",DE10,\"MW\"))>0,_xlfn.CONCAT(DE8,\"MW | \",ROUND(DE9,0),\"MW | \",DE10,\"MW\"),\"INVALID SELECTION\"))","v":"250MW | 850MW | 125MW"},{"$f":"IF(_xlfn.CONCAT(DF7:DF10)=\"\",\"\",IF(COUNTIF(data!$C:$C,_xlfn.CONCAT(DF8,\"MW | \",ROUND(DF9,0),\"MW | \",DF10,\"MW\"))>0,_xlfn.CONCAT(DF8,\"MW | \",ROUND(DF9,0),\"MW | \",DF10,\"MW\"),\"INVALID SELECTION\"))","v":"250MW | 900MW | 125MW"},{"$f":"IF(_xlfn.CONCAT(DG7:DG10)=\"\",\"\",IF(COUNTIF(data!$C:$C,_xlfn.CONCAT(DG8,\"MW | \",ROUND(DG9,0),\"MW | \",DG10,\"MW\"))>0,_xlfn.CONCAT(DG8,\"MW | \",ROUND(DG9,0),\"MW | \",DG10,\"MW\"),\"INVALID SELECTION\"))","v":"250MW | 950MW | 125MW"},{"$f":"IF(_xlfn.CONCAT(DH7:DH10)=\"\",\"\",IF(COUNTIF(data!$C:$C,_xlfn.CONCAT(DH8,\"MW | \",ROUND(DH9,0),\"MW | \",DH10,\"MW\"))>0,_xlfn.CONCAT(DH8,\"MW | \",ROUND(DH9,0),\"MW | \",DH10,\"MW\"),\"INVALID SELECTION\"))","v":"250MW | 1000MW | 125MW"},{"$f":"IF(_xlfn.CONCAT(DI7:DI10)=\"\",\"\",IF(COUNTIF(data!$C:$C,_xlfn.CONCAT(DI8,\"MW | \",ROUND(DI9,0),\"MW | \",DI10,\"MW\"))>0,_xlfn.CONCAT(DI8,\"MW | \",ROUND(DI9,0),\"MW | \",DI10,\"MW\"),\"INVALID SELECTION\"))","v":"300MW | 0MW | 125MW"},{"$f":"IF(_xlfn.CONCAT(DJ7:DJ10)=\"\",\"\",IF(COUNTIF(data!$C:$C,_xlfn.CONCAT(DJ8,\"MW | \",ROUND(DJ9,0),\"MW | \",DJ10,\"MW\"))>0,_xlfn.CONCAT(DJ8,\"MW | \",ROUND(DJ9,0),\"MW | \",DJ10,\"MW\"),\"INVALID SELECTION\"))","v":"300MW | 50MW | 125MW"},{"$f":"IF(_xlfn.CONCAT(DK7:DK10)=\"\",\"\",IF(COUNTIF(data!$C:$C,_xlfn.CONCAT(DK8,\"MW | \",ROUND(DK9,0),\"MW | \",DK10,\"MW\"))>0,_xlfn.CONCAT(DK8,\"MW | \",ROUND(DK9,0),\"MW | \",DK10,\"MW\"),\"INVALID SELECTION\"))","v":"300MW | 100MW | 125MW"},{"$f":"IF(_xlfn.CONCAT(DL7:DL10)=\"\",\"\",IF(COUNTIF(data!$C:$C,_xlfn.CONCAT(DL8,\"MW | \",ROUND(DL9,0),\"MW | \",DL10,\"MW\"))>0,_xlfn.CONCAT(DL8,\"MW | \",ROUND(DL9,0),\"MW | \",DL10,\"MW\"),\"INVALID SELECTION\"))","v":"300MW | 150MW | 125MW"},{"$f":"IF(_xlfn.CONCAT(DM7:DM10)=\"\",\"\",IF(COUNTIF(data!$C:$C,_xlfn.CONCAT(DM8,\"MW | \",ROUND(DM9,0),\"MW | \",DM10,\"MW\"))>0,_xlfn.CONCAT(DM8,\"MW | \",ROUND(DM9,0),\"MW | \",DM10,\"MW\"),\"INVALID SELECTION\"))","v":"300MW | 200MW | 125MW"},{"$f":"IF(_xlfn.CONCAT(DN7:DN10)=\"\",\"\",IF(COUNTIF(data!$C:$C,_xlfn.CONCAT(DN8,\"MW | \",ROUND(DN9,0),\"MW | \",DN10,\"MW\"))>0,_xlfn.CONCAT(DN8,\"MW | \",ROUND(DN9,0),\"MW | \",DN10,\"MW\"),\"INVALID SELECTION\"))","v":"300MW | 250MW | 125MW"},{"$f":"IF(_xlfn.CONCAT(DO7:DO10)=\"\",\"\",IF(COUNTIF(data!$C:$C,_xlfn.CONCAT(DO8,\"MW | \",ROUND(DO9,0),\"MW | \",DO10,\"MW\"))>0,_xlfn.CONCAT(DO8,\"MW | \",ROUND(DO9,0),\"MW | \",DO10,\"MW\"),\"INVALID SELECTION\"))","v":"300MW | 300MW | 125MW"},{"$f":"IF(_xlfn.CONCAT(DP7:DP10)=\"\",\"\",IF(COUNTIF(data!$C:$C,_xlfn.CONCAT(DP8,\"MW | \",ROUND(DP9,0),\"MW | \",DP10,\"MW\"))>0,_xlfn.CONCAT(DP8,\"MW | \",ROUND(DP9,0),\"MW | \",DP10,\"MW\"),\"INVALID SELECTION\"))","v":"300MW | 350MW | 125MW"},{"$f":"IF(_xlfn.CONCAT(DQ7:DQ10)=\"\",\"\",IF(COUNTIF(data!$C:$C,_xlfn.CONCAT(DQ8,\"MW | \",ROUND(DQ9,0),\"MW | \",DQ10,\"MW\"))>0,_xlfn.CONCAT(DQ8,\"MW | \",ROUND(DQ9,0),\"MW | \",DQ10,\"MW\"),\"INVALID SELECTION\"))","v":"300MW | 400MW | 125MW"},{"$f":"IF(_xlfn.CONCAT(DR7:DR10)=\"\",\"\",IF(COUNTIF(data!$C:$C,_xlfn.CONCAT(DR8,\"MW | \",ROUND(DR9,0),\"MW | \",DR10,\"MW\"))>0,_xlfn.CONCAT(DR8,\"MW | \",ROUND(DR9,0),\"MW | \",DR10,\"MW\"),\"INVALID SELECTION\"))","v":"300MW | 450MW | 125MW"},{"$f":"IF(_xlfn.CONCAT(DS7:DS10)=\"\",\"\",IF(COUNTIF(data!$C:$C,_xlfn.CONCAT(DS8,\"MW | \",ROUND(DS9,0),\"MW | \",DS10,\"MW\"))>0,_xlfn.CONCAT(DS8,\"MW | \",ROUND(DS9,0),\"MW | \",DS10,\"MW\"),\"INVALID SELECTION\"))","v":"300MW | 500MW | 125MW"},{"$f":"IF(_xlfn.CONCAT(DT7:DT10)=\"\",\"\",IF(COUNTIF(data!$C:$C,_xlfn.CONCAT(DT8,\"MW | \",ROUND(DT9,0),\"MW | \",DT10,\"MW\"))>0,_xlfn.CONCAT(DT8,\"MW | \",ROUND(DT9,0),\"MW | \",DT10,\"MW\"),\"INVALID SELECTION\"))","v":"300MW | 550MW | 125MW"},{"$f":"IF(_xlfn.CONCAT(DU7:DU10)=\"\",\"\",IF(COUNTIF(data!$C:$C,_xlfn.CONCAT(DU8,\"MW | \",ROUND(DU9,0),\"MW | \",DU10,\"MW\"))>0,_xlfn.CONCAT(DU8,\"MW | \",ROUND(DU9,0),\"MW | \",DU10,\"MW\"),\"INVALID SELECTION\"))","v":"300MW | 600MW | 125MW"},{"$f":"IF(_xlfn.CONCAT(DV7:DV10)=\"\",\"\",IF(COUNTIF(data!$C:$C,_xlfn.CONCAT(DV8,\"MW | \",ROUND(DV9,0),\"MW | \",DV10,\"MW\"))>0,_xlfn.CONCAT(DV8,\"MW | \",ROUND(DV9,0),\"MW | \",DV10,\"MW\"),\"INVALID SELECTION\"))","v":"300MW | 650MW | 125MW"},{"$f":"IF(_xlfn.CONCAT(DW7:DW10)=\"\",\"\",IF(COUNTIF(data!$C:$C,_xlfn.CONCAT(DW8,\"MW | \",ROUND(DW9,0),\"MW | \",DW10,\"MW\"))>0,_xlfn.CONCAT(DW8,\"MW | \",ROUND(DW9,0),\"MW | \",DW10,\"MW\"),\"INVALID SELECTION\"))","v":"300MW | 700MW | 125MW"},{"$f":"IF(_xlfn.CONCAT(DX7:DX10)=\"\",\"\",IF(COUNTIF(data!$C:$C,_xlfn.CONCAT(DX8,\"MW | \",ROUND(DX9,0),\"MW | \",DX10,\"MW\"))>0,_xlfn.CONCAT(DX8,\"MW | \",ROUND(DX9,0),\"MW | \",DX10,\"MW\"),\"INVALID SELECTION\"))","v":"300MW | 750MW | 125MW"},{"$f":"IF(_xlfn.CONCAT(DY7:DY10)=\"\",\"\",IF(COUNTIF(data!$C:$C,_xlfn.CONCAT(DY8,\"MW | \",ROUND(DY9,0),\"MW | \",DY10,\"MW\"))>0,_xlfn.CONCAT(DY8,\"MW | \",ROUND(DY9,0),\"MW | \",DY10,\"MW\"),\"INVALID SELECTION\"))","v":"300MW | 800MW | 125MW"},{"$f":"IF(_xlfn.CONCAT(DZ7:DZ10)=\"\",\"\",IF(COUNTIF(data!$C:$C,_xlfn.CONCAT(DZ8,\"MW | \",ROUND(DZ9,0),\"MW | \",DZ10,\"MW\"))>0,_xlfn.CONCAT(DZ8,\"MW | \",ROUND(DZ9,0),\"MW | \",DZ10,\"MW\"),\"INVALID SELECTION\"))","v":"300MW | 850MW | 125MW"},{"$f":"IF(_xlfn.CONCAT(EA7:EA10)=\"\",\"\",IF(COUNTIF(data!$C:$C,_xlfn.CONCAT(EA8,\"MW | \",ROUND(EA9,0),\"MW | \",EA10,\"MW\"))>0,_xlfn.CONCAT(EA8,\"MW | \",ROUND(EA9,0),\"MW | \",EA10,\"MW\"),\"INVALID SELECTION\"))","v":"300MW | 900MW | 125MW"},{"$f":"IF(_xlfn.CONCAT(EB7:EB10)=\"\",\"\",IF(COUNTIF(data!$C:$C,_xlfn.CONCAT(EB8,\"MW | \",ROUND(EB9,0),\"MW | \",EB10,\"MW\"))>0,_xlfn.CONCAT(EB8,\"MW | \",ROUND(EB9,0),\"MW | \",EB10,\"MW\"),\"INVALID SELECTION\"))","v":"300MW | 950MW | 125MW"},{"$f":"IF(_xlfn.CONCAT(EC7:EC10)=\"\",\"\",IF(COUNTIF(data!$C:$C,_xlfn.CONCAT(EC8,\"MW | \",ROUND(EC9,0),\"MW | \",EC10,\"MW\"))>0,_xlfn.CONCAT(EC8,\"MW | \",ROUND(EC9,0),\"MW | \",EC10,\"MW\"),\"INVALID SELECTION\"))","v":"300MW | 1000MW | 125MW"},{"$f":"IF(_xlfn.CONCAT(ED7:ED10)=\"\",\"\",IF(COUNTIF(data!$C:$C,_xlfn.CONCAT(ED8,\"MW | \",ROUND(ED9,0),\"MW | \",ED10,\"MW\"))>0,_xlfn.CONCAT(ED8,\"MW | \",ROUND(ED9,0),\"MW | \",ED10,\"MW\"),\"INVALID SELECTION\"))","v":"350MW | 0MW | 125MW"},{"$f":"IF(_xlfn.CONCAT(EE7:EE10)=\"\",\"\",IF(COUNTIF(data!$C:$C,_xlfn.CONCAT(EE8,\"MW | \",ROUND(EE9,0),\"MW | \",EE10,\"MW\"))>0,_xlfn.CONCAT(EE8,\"MW | \",ROUND(EE9,0),\"MW | \",EE10,\"MW\"),\"INVALID SELECTION\"))","v":"350MW | 50MW | 125MW"},{"$f":"IF(_xlfn.CONCAT(EF7:EF10)=\"\",\"\",IF(COUNTIF(data!$C:$C,_xlfn.CONCAT(EF8,\"MW | \",ROUND(EF9,0),\"MW | \",EF10,\"MW\"))>0,_xlfn.CONCAT(EF8,\"MW | \",ROUND(EF9,0),\"MW | \",EF10,\"MW\"),\"INVALID SELECTION\"))","v":"350MW | 100MW | 125MW"},{"$f":"IF(_xlfn.CONCAT(EG7:EG10)=\"\",\"\",IF(COUNTIF(data!$C:$C,_xlfn.CONCAT(EG8,\"MW | \",ROUND(EG9,0),\"MW | \",EG10,\"MW\"))>0,_xlfn.CONCAT(EG8,\"MW | \",ROUND(EG9,0),\"MW | \",EG10,\"MW\"),\"INVALID SELECTION\"))","v":"350MW | 150MW | 125MW"},{"$f":"IF(_xlfn.CONCAT(EH7:EH10)=\"\",\"\",IF(COUNTIF(data!$C:$C,_xlfn.CONCAT(EH8,\"MW | \",ROUND(EH9,0),\"MW | \",EH10,\"MW\"))>0,_xlfn.CONCAT(EH8,\"MW | \",ROUND(EH9,0),\"MW | \",EH10,\"MW\"),\"INVALID SELECTION\"))","v":"350MW | 200MW | 125MW"},{"$f":"IF(_xlfn.CONCAT(EI7:EI10)=\"\",\"\",IF(COUNTIF(data!$C:$C,_xlfn.CONCAT(EI8,\"MW | \",ROUND(EI9,0),\"MW | \",EI10,\"MW\"))>0,_xlfn.CONCAT(EI8,\"MW | \",ROUND(EI9,0),\"MW | \",EI10,\"MW\"),\"INVALID SELECTION\"))","v":"350MW | 250MW | 125MW"},{"$f":"IF(_xlfn.CONCAT(EJ7:EJ10)=\"\",\"\",IF(COUNTIF(data!$C:$C,_xlfn.CONCAT(EJ8,\"MW | \",ROUND(EJ9,0),\"MW | \",EJ10,\"MW\"))>0,_xlfn.CONCAT(EJ8,\"MW | \",ROUND(EJ9,0),\"MW | \",EJ10,\"MW\"),\"INVALID SELECTION\"))","v":"350MW | 300MW | 125MW"},{"$f":"IF(_xlfn.CONCAT(EK7:EK10)=\"\",\"\",IF(COUNTIF(data!$C:$C,_xlfn.CONCAT(EK8,\"MW | \",ROUND(EK9,0),\"MW | \",EK10,\"MW\"))>0,_xlfn.CONCAT(EK8,\"MW | \",ROUND(EK9,0),\"MW | \",EK10,\"MW\"),\"INVALID SELECTION\"))","v":"350MW | 350MW | 125MW"},{"$f":"IF(_xlfn.CONCAT(EL7:EL10)=\"\",\"\",IF(COUNTIF(data!$C:$C,_xlfn.CONCAT(EL8,\"MW | \",ROUND(EL9,0),\"MW | \",EL10,\"MW\"))>0,_xlfn.CONCAT(EL8,\"MW | \",ROUND(EL9,0),\"MW | \",EL10,\"MW\"),\"INVALID SELECTION\"))","v":"350MW | 400MW | 125MW"},{"$f":"IF(_xlfn.CONCAT(EM7:EM10)=\"\",\"\",IF(COUNTIF(data!$C:$C,_xlfn.CONCAT(EM8,\"MW | \",ROUND(EM9,0),\"MW | \",EM10,\"MW\"))>0,_xlfn.CONCAT(EM8,\"MW | \",ROUND(EM9,0),\"MW | \",EM10,\"MW\"),\"INVALID SELECTION\"))","v":"350MW | 450MW | 125MW"},{"$f":"IF(_xlfn.CONCAT(EN7:EN10)=\"\",\"\",IF(COUNTIF(data!$C:$C,_xlfn.CONCAT(EN8,\"MW | \",ROUND(EN9,0),\"MW | \",EN10,\"MW\"))>0,_xlfn.CONCAT(EN8,\"MW | \",ROUND(EN9,0),\"MW | \",EN10,\"MW\"),\"INVALID SELECTION\"))","v":"350MW | 500MW | 125MW"},{"$f":"IF(_xlfn.CONCAT(EO7:EO10)=\"\",\"\",IF(COUNTIF(data!$C:$C,_xlfn.CONCAT(EO8,\"MW | \",ROUND(EO9,0),\"MW | \",EO10,\"MW\"))>0,_xlfn.CONCAT(EO8,\"MW | \",ROUND(EO9,0),\"MW | \",EO10,\"MW\"),\"INVALID SELECTION\"))","v":"350MW | 550MW | 125MW"},{"$f":"IF(_xlfn.CONCAT(EP7:EP10)=\"\",\"\",IF(COUNTIF(data!$C:$C,_xlfn.CONCAT(EP8,\"MW | \",ROUND(EP9,0),\"MW | \",EP10,\"MW\"))>0,_xlfn.CONCAT(EP8,\"MW | \",ROUND(EP9,0),\"MW | \",EP10,\"MW\"),\"INVALID SELECTION\"))","v":"350MW | 600MW | 125MW"},{"$f":"IF(_xlfn.CONCAT(EQ7:EQ10)=\"\",\"\",IF(COUNTIF(data!$C:$C,_xlfn.CONCAT(EQ8,\"MW | \",ROUND(EQ9,0),\"MW | \",EQ10,\"MW\"))>0,_xlfn.CONCAT(EQ8,\"MW | \",ROUND(EQ9,0),\"MW | \",EQ10,\"MW\"),\"INVALID SELECTION\"))","v":"350MW | 650MW | 125MW"},{"$f":"IF(_xlfn.CONCAT(ER7:ER10)=\"\",\"\",IF(COUNTIF(data!$C:$C,_xlfn.CONCAT(ER8,\"MW | \",ROUND(ER9,0),\"MW | \",ER10,\"MW\"))>0,_xlfn.CONCAT(ER8,\"MW | \",ROUND(ER9,0),\"MW | \",ER10,\"MW\"),\"INVALID SELECTION\"))","v":"350MW | 700MW | 125MW"},{"$f":"IF(_xlfn.CONCAT(ES7:ES10)=\"\",\"\",IF(COUNTIF(data!$C:$C,_xlfn.CONCAT(ES8,\"MW | \",ROUND(ES9,0),\"MW | \",ES10,\"MW\"))>0,_xlfn.CONCAT(ES8,\"MW | \",ROUND(ES9,0),\"MW | \",ES10,\"MW\"),\"INVALID SELECTION\"))","v":"350MW | 750MW | 125MW"},{"$f":"IF(_xlfn.CONCAT(ET7:ET10)=\"\",\"\",IF(COUNTIF(data!$C:$C,_xlfn.CONCAT(ET8,\"MW | \",ROUND(ET9,0),\"MW | \",ET10,\"MW\"))>0,_xlfn.CONCAT(ET8,\"MW | \",ROUND(ET9,0),\"MW | \",ET10,\"MW\"),\"INVALID SELECTION\"))","v":"350MW | 800MW | 125MW"},{"$f":"IF(_xlfn.CONCAT(EU7:EU10)=\"\",\"\",IF(COUNTIF(data!$C:$C,_xlfn.CONCAT(EU8,\"MW | \",ROUND(EU9,0),\"MW | \",EU10,\"MW\"))>0,_xlfn.CONCAT(EU8,\"MW | \",ROUND(EU9,0),\"MW | \",EU10,\"MW\"),\"INVALID SELECTION\"))","v":"350MW | 850MW | 125MW"},{"$f":"IF(_xlfn.CONCAT(EV7:EV10)=\"\",\"\",IF(COUNTIF(data!$C:$C,_xlfn.CONCAT(EV8,\"MW | \",ROUND(EV9,0),\"MW | \",EV10,\"MW\"))>0,_xlfn.CONCAT(EV8,\"MW | \",ROUND(EV9,0),\"MW | \",EV10,\"MW\"),\"INVALID SELECTION\"))","v":"350MW | 900MW | 125MW"},{"$f":"IF(_xlfn.CONCAT(EW7:EW10)=\"\",\"\",IF(COUNTIF(data!$C:$C,_xlfn.CONCAT(EW8,\"MW | \",ROUND(EW9,0),\"MW | \",EW10,\"MW\"))>0,_xlfn.CONCAT(EW8,\"MW | \",ROUND(EW9,0),\"MW | \",EW10,\"MW\"),\"INVALID SELECTION\"))","v":"350MW | 950MW | 125MW"},{"$f":"IF(_xlfn.CONCAT(EX7:EX10)=\"\",\"\",IF(COUNTIF(data!$C:$C,_xlfn.CONCAT(EX8,\"MW | \",ROUND(EX9,0),\"MW | \",EX10,\"MW\"))>0,_xlfn.CONCAT(EX8,\"MW | \",ROUND(EX9,0),\"MW | \",EX10,\"MW\"),\"INVALID SELECTION\"))","v":"350MW | 1000MW | 125MW"},{"$f":"IF(_xlfn.CONCAT(EY7:EY10)=\"\",\"\",IF(COUNTIF(data!$C:$C,_xlfn.CONCAT(EY8,\"MW | \",ROUND(EY9,0),\"MW | \",EY10,\"MW\"))>0,_xlfn.CONCAT(EY8,\"MW | \",ROUND(EY9,0),\"MW | \",EY10,\"MW\"),\"INVALID SELECTION\"))","v":"400MW | 0MW | 125MW"},{"$f":"IF(_xlfn.CONCAT(EZ7:EZ10)=\"\",\"\",IF(COUNTIF(data!$C:$C,_xlfn.CONCAT(EZ8,\"MW | \",ROUND(EZ9,0),\"MW | \",EZ10,\"MW\"))>0,_xlfn.CONCAT(EZ8,\"MW | \",ROUND(EZ9,0),\"MW | \",EZ10,\"MW\"),\"INVALID SELECTION\"))","v":"400MW | 50MW | 125MW"},{"$f":"IF(_xlfn.CONCAT(FA7:FA10)=\"\",\"\",IF(COUNTIF(data!$C:$C,_xlfn.CONCAT(FA8,\"MW | \",ROUND(FA9,0),\"MW | \",FA10,\"MW\"))>0,_xlfn.CONCAT(FA8,\"MW | \",ROUND(FA9,0),\"MW | \",FA10,\"MW\"),\"INVALID SELECTION\"))","v":"400MW | 100MW | 125MW"},{"$f":"IF(_xlfn.CONCAT(FB7:FB10)=\"\",\"\",IF(COUNTIF(data!$C:$C,_xlfn.CONCAT(FB8,\"MW | \",ROUND(FB9,0),\"MW | \",FB10,\"MW\"))>0,_xlfn.CONCAT(FB8,\"MW | \",ROUND(FB9,0),\"MW | \",FB10,\"MW\"),\"INVALID SELECTION\"))","v":"400MW | 150MW | 125MW"},{"$f":"IF(_xlfn.CONCAT(FC7:FC10)=\"\",\"\",IF(COUNTIF(data!$C:$C,_xlfn.CONCAT(FC8,\"MW | \",ROUND(FC9,0),\"MW | \",FC10,\"MW\"))>0,_xlfn.CONCAT(FC8,\"MW | \",ROUND(FC9,0),\"MW | \",FC10,\"MW\"),\"INVALID SELECTION\"))","v":"400MW | 200MW | 125MW"},{"$f":"IF(_xlfn.CONCAT(FD7:FD10)=\"\",\"\",IF(COUNTIF(data!$C:$C,_xlfn.CONCAT(FD8,\"MW | \",ROUND(FD9,0),\"MW | \",FD10,\"MW\"))>0,_xlfn.CONCAT(FD8,\"MW | \",ROUND(FD9,0),\"MW | \",FD10,\"MW\"),\"INVALID SELECTION\"))","v":"400MW | 250MW | 125MW"},{"$f":"IF(_xlfn.CONCAT(FE7:FE10)=\"\",\"\",IF(COUNTIF(data!$C:$C,_xlfn.CONCAT(FE8,\"MW | \",ROUND(FE9,0),\"MW | \",FE10,\"MW\"))>0,_xlfn.CONCAT(FE8,\"MW | \",ROUND(FE9,0),\"MW | \",FE10,\"MW\"),\"INVALID SELECTION\"))","v":"400MW | 300MW | 125MW"},{"$f":"IF(_xlfn.CONCAT(FF7:FF10)=\"\",\"\",IF(COUNTIF(data!$C:$C,_xlfn.CONCAT(FF8,\"MW | \",ROUND(FF9,0),\"MW | \",FF10,\"MW\"))>0,_xlfn.CONCAT(FF8,\"MW | \",ROUND(FF9,0),\"MW | \",FF10,\"MW\"),\"INVALID SELECTION\"))","v":"400MW | 350MW | 125MW"},{"$f":"IF(_xlfn.CONCAT(FG7:FG10)=\"\",\"\",IF(COUNTIF(data!$C:$C,_xlfn.CONCAT(FG8,\"MW | \",ROUND(FG9,0),\"MW | \",FG10,\"MW\"))>0,_xlfn.CONCAT(FG8,\"MW | \",ROUND(FG9,0),\"MW | \",FG10,\"MW\"),\"INVALID SELECTION\"))","v":"400MW | 400MW | 125MW"},{"$f":"IF(_xlfn.CONCAT(FH7:FH10)=\"\",\"\",IF(COUNTIF(data!$C:$C,_xlfn.CONCAT(FH8,\"MW | \",ROUND(FH9,0),\"MW | \",FH10,\"MW\"))>0,_xlfn.CONCAT(FH8,\"MW | \",ROUND(FH9,0),\"MW | \",FH10,\"MW\"),\"INVALID SELECTION\"))","v":"400MW | 450MW | 125MW"},{"$f":"IF(_xlfn.CONCAT(FI7:FI10)=\"\",\"\",IF(COUNTIF(data!$C:$C,_xlfn.CONCAT(FI8,\"MW | \",ROUND(FI9,0),\"MW | \",FI10,\"MW\"))>0,_xlfn.CONCAT(FI8,\"MW | \",ROUND(FI9,0),\"MW | \",FI10,\"MW\"),\"INVALID SELECTION\"))","v":"400MW | 500MW | 125MW"},{"$f":"IF(_xlfn.CONCAT(FJ7:FJ10)=\"\",\"\",IF(COUNTIF(data!$C:$C,_xlfn.CONCAT(FJ8,\"MW | \",ROUND(FJ9,0),\"MW | \",FJ10,\"MW\"))>0,_xlfn.CONCAT(FJ8,\"MW | \",ROUND(FJ9,0),\"MW | \",FJ10,\"MW\"),\"INVALID SELECTION\"))","v":"400MW | 550MW | 125MW"},{"$f":"IF(_xlfn.CONCAT(FK7:FK10)=\"\",\"\",IF(COUNTIF(data!$C:$C,_xlfn.CONCAT(FK8,\"MW | \",ROUND(FK9,0),\"MW | \",FK10,\"MW\"))>0,_xlfn.CONCAT(FK8,\"MW | \",ROUND(FK9,0),\"MW | \",FK10,\"MW\"),\"INVALID SELECTION\"))","v":"400MW | 600MW | 125MW"},{"$f":"IF(_xlfn.CONCAT(FL7:FL10)=\"\",\"\",IF(COUNTIF(data!$C:$C,_xlfn.CONCAT(FL8,\"MW | \",ROUND(FL9,0),\"MW | \",FL10,\"MW\"))>0,_xlfn.CONCAT(FL8,\"MW | \",ROUND(FL9,0),\"MW | \",FL10,\"MW\"),\"INVALID SELECTION\"))","v":"400MW | 650MW | 125MW"},{"$f":"IF(_xlfn.CONCAT(FM7:FM10)=\"\",\"\",IF(COUNTIF(data!$C:$C,_xlfn.CONCAT(FM8,\"MW | \",ROUND(FM9,0),\"MW | \",FM10,\"MW\"))>0,_xlfn.CONCAT(FM8,\"MW | \",ROUND(FM9,0),\"MW | \",FM10,\"MW\"),\"INVALID SELECTION\"))","v":"400MW | 700MW | 125MW"},{"$f":"IF(_xlfn.CONCAT(FN7:FN10)=\"\",\"\",IF(COUNTIF(data!$C:$C,_xlfn.CONCAT(FN8,\"MW | \",ROUND(FN9,0),\"MW | \",FN10,\"MW\"))>0,_xlfn.CONCAT(FN8,\"MW | \",ROUND(FN9,0),\"MW | \",FN10,\"MW\"),\"INVALID SELECTION\"))","v":"400MW | 750MW | 125MW"},{"$f":"IF(_xlfn.CONCAT(FO7:FO10)=\"\",\"\",IF(COUNTIF(data!$C:$C,_xlfn.CONCAT(FO8,\"MW | \",ROUND(FO9,0),\"MW | \",FO10,\"MW\"))>0,_xlfn.CONCAT(FO8,\"MW | \",ROUND(FO9,0),\"MW | \",FO10,\"MW\"),\"INVALID SELECTION\"))","v":"400MW | 800MW | 125MW"},{"$f":"IF(_xlfn.CONCAT(FP7:FP10)=\"\",\"\",IF(COUNTIF(data!$C:$C,_xlfn.CONCAT(FP8,\"MW | \",ROUND(FP9,0),\"MW | \",FP10,\"MW\"))>0,_xlfn.CONCAT(FP8,\"MW | \",ROUND(FP9,0),\"MW | \",FP10,\"MW\"),\"INVALID SELECTION\"))","v":"400MW | 850MW | 125MW"},{"$f":"IF(_xlfn.CONCAT(FQ7:FQ10)=\"\",\"\",IF(COUNTIF(data!$C:$C,_xlfn.CONCAT(FQ8,\"MW | \",ROUND(FQ9,0),\"MW | \",FQ10,\"MW\"))>0,_xlfn.CONCAT(FQ8,\"MW | \",ROUND(FQ9,0),\"MW | \",FQ10,\"MW\"),\"INVALID SELECTION\"))","v":"400MW | 900MW | 125MW"},{"$f":"IF(_xlfn.CONCAT(FR7:FR10)=\"\",\"\",IF(COUNTIF(data!$C:$C,_xlfn.CONCAT(FR8,\"MW | \",ROUND(FR9,0),\"MW | \",FR10,\"MW\"))>0,_xlfn.CONCAT(FR8,\"MW | \",ROUND(FR9,0),\"MW | \",FR10,\"MW\"),\"INVALID SELECTION\"))","v":"400MW | 950MW | 125MW"},{"$f":"IF(_xlfn.CONCAT(FS7:FS10)=\"\",\"\",IF(COUNTIF(data!$C:$C,_xlfn.CONCAT(FS8,\"MW | \",ROUND(FS9,0),\"MW | \",FS10,\"MW\"))>0,_xlfn.CONCAT(FS8,\"MW | \",ROUND(FS9,0),\"MW | \",FS10,\"MW\"),\"INVALID SELECTION\"))","v":"400MW | 1000MW | 125MW"},{"$f":"IF(_xlfn.CONCAT(FT7:FT10)=\"\",\"\",IF(COUNTIF(data!$C:$C,_xlfn.CONCAT(FT8,\"MW | \",ROUND(FT9,0),\"MW | \",FT10,\"MW\"))>0,_xlfn.CONCAT(FT8,\"MW | \",ROUND(FT9,0),\"MW | \",FT10,\"MW\"),\"INVALID SELECTION\"))","v":"500MW | 0MW | 125MW"},{"$f":"IF(_xlfn.CONCAT(FU7:FU10)=\"\",\"\",IF(COUNTIF(data!$C:$C,_xlfn.CONCAT(FU8,\"MW | \",ROUND(FU9,0),\"MW | \",FU10,\"MW\"))>0,_xlfn.CONCAT(FU8,\"MW | \",ROUND(FU9,0),\"MW | \",FU10,\"MW\"),\"INVALID SELECTION\"))","v":"500MW | 50MW | 125MW"},{"$f":"IF(_xlfn.CONCAT(FV7:FV10)=\"\",\"\",IF(COUNTIF(data!$C:$C,_xlfn.CONCAT(FV8,\"MW | \",ROUND(FV9,0),\"MW | \",FV10,\"MW\"))>0,_xlfn.CONCAT(FV8,\"MW | \",ROUND(FV9,0),\"MW | \",FV10,\"MW\"),\"INVALID SELECTION\"))","v":"500MW | 100MW | 125MW"},{"$f":"IF(_xlfn.CONCAT(FW7:FW10)=\"\",\"\",IF(COUNTIF(data!$C:$C,_xlfn.CONCAT(FW8,\"MW | \",ROUND(FW9,0),\"MW | \",FW10,\"MW\"))>0,_xlfn.CONCAT(FW8,\"MW | \",ROUND(FW9,0),\"MW | \",FW10,\"MW\"),\"INVALID SELECTION\"))","v":"500MW | 150MW | 125MW"},{"$f":"IF(_xlfn.CONCAT(FX7:FX10)=\"\",\"\",IF(COUNTIF(data!$C:$C,_xlfn.CONCAT(FX8,\"MW | \",ROUND(FX9,0),\"MW | \",FX10,\"MW\"))>0,_xlfn.CONCAT(FX8,\"MW | \",ROUND(FX9,0),\"MW | \",FX10,\"MW\"),\"INVALID SELECTION\"))","v":"500MW | 200MW | 125MW"},{"$f":"IF(_xlfn.CONCAT(FY7:FY10)=\"\",\"\",IF(COUNTIF(data!$C:$C,_xlfn.CONCAT(FY8,\"MW | \",ROUND(FY9,0),\"MW | \",FY10,\"MW\"))>0,_xlfn.CONCAT(FY8,\"MW | \",ROUND(FY9,0),\"MW | \",FY10,\"MW\"),\"INVALID SELECTION\"))","v":"500MW | 250MW | 125MW"},{"$f":"IF(_xlfn.CONCAT(FZ7:FZ10)=\"\",\"\",IF(COUNTIF(data!$C:$C,_xlfn.CONCAT(FZ8,\"MW | \",ROUND(FZ9,0),\"MW | \",FZ10,\"MW\"))>0,_xlfn.CONCAT(FZ8,\"MW | \",ROUND(FZ9,0),\"MW | \",FZ10,\"MW\"),\"INVALID SELECTION\"))","v":"500MW | 300MW | 125MW"},{"$f":"IF(_xlfn.CONCAT(GA7:GA10)=\"\",\"\",IF(COUNTIF(data!$C:$C,_xlfn.CONCAT(GA8,\"MW | \",ROUND(GA9,0),\"MW | \",GA10,\"MW\"))>0,_xlfn.CONCAT(GA8,\"MW | \",ROUND(GA9,0),\"MW | \",GA10,\"MW\"),\"INVALID SELECTION\"))","v":"500MW | 350MW | 125MW"},{"$f":"IF(_xlfn.CONCAT(GB7:GB10)=\"\",\"\",IF(COUNTIF(data!$C:$C,_xlfn.CONCAT(GB8,\"MW | \",ROUND(GB9,0),\"MW | \",GB10,\"MW\"))>0,_xlfn.CONCAT(GB8,\"MW | \",ROUND(GB9,0),\"MW | \",GB10,\"MW\"),\"INVALID SELECTION\"))","v":"500MW | 400MW | 125MW"},{"$f":"IF(_xlfn.CONCAT(GC7:GC10)=\"\",\"\",IF(COUNTIF(data!$C:$C,_xlfn.CONCAT(GC8,\"MW | \",ROUND(GC9,0),\"MW | \",GC10,\"MW\"))>0,_xlfn.CONCAT(GC8,\"MW | \",ROUND(GC9,0),\"MW | \",GC10,\"MW\"),\"INVALID SELECTION\"))","v":"500MW | 450MW | 125MW"},{"$f":"IF(_xlfn.CONCAT(GD7:GD10)=\"\",\"\",IF(COUNTIF(data!$C:$C,_xlfn.CONCAT(GD8,\"MW | \",ROUND(GD9,0),\"MW | \",GD10,\"MW\"))>0,_xlfn.CONCAT(GD8,\"MW | \",ROUND(GD9,0),\"MW | \",GD10,\"MW\"),\"INVALID SELECTION\"))","v":"500MW | 500MW | 125MW"},{"$f":"IF(_xlfn.CONCAT(GE7:GE10)=\"\",\"\",IF(COUNTIF(data!$C:$C,_xlfn.CONCAT(GE8,\"MW | \",ROUND(GE9,0),\"MW | \",GE10,\"MW\"))>0,_xlfn.CONCAT(GE8,\"MW | \",ROUND(GE9,0),\"MW | \",GE10,\"MW\"),\"INVALID SELECTION\"))","v":"500MW | 550MW | 125MW"},{"$f":"IF(_xlfn.CONCAT(GF7:GF10)=\"\",\"\",IF(COUNTIF(data!$C:$C,_xlfn.CONCAT(GF8,\"MW | \",ROUND(GF9,0),\"MW | \",GF10,\"MW\"))>0,_xlfn.CONCAT(GF8,\"MW | \",ROUND(GF9,0),\"MW | \",GF10,\"MW\"),\"INVALID SELECTION\"))","v":"500MW | 600MW | 125MW"},{"$f":"IF(_xlfn.CONCAT(GG7:GG10)=\"\",\"\",IF(COUNTIF(data!$C:$C,_xlfn.CONCAT(GG8,\"MW | \",ROUND(GG9,0),\"MW | \",GG10,\"MW\"))>0,_xlfn.CONCAT(GG8,\"MW | \",ROUND(GG9,0),\"MW | \",GG10,\"MW\"),\"INVALID SELECTION\"))","v":"500MW | 650MW | 125MW"},{"$f":"IF(_xlfn.CONCAT(GH7:GH10)=\"\",\"\",IF(COUNTIF(data!$C:$C,_xlfn.CONCAT(GH8,\"MW | \",ROUND(GH9,0),\"MW | \",GH10,\"MW\"))>0,_xlfn.CONCAT(GH8,\"MW | \",ROUND(GH9,0),\"MW | \",GH10,\"MW\"),\"INVALID SELECTION\"))","v":"500MW | 700MW | 125MW"},{"$f":"IF(_xlfn.CONCAT(GI7:GI10)=\"\",\"\",IF(COUNTIF(data!$C:$C,_xlfn.CONCAT(GI8,\"MW | \",ROUND(GI9,0),\"MW | \",GI10,\"MW\"))>0,_xlfn.CONCAT(GI8,\"MW | \",ROUND(GI9,0),\"MW | \",GI10,\"MW\"),\"INVALID SELECTION\"))","v":"500MW | 750MW | 125MW"},{"$f":"IF(_xlfn.CONCAT(GJ7:GJ10)=\"\",\"\",IF(COUNTIF(data!$C:$C,_xlfn.CONCAT(GJ8,\"MW | \",ROUND(GJ9,0),\"MW | \",GJ10,\"MW\"))>0,_xlfn.CONCAT(GJ8,\"MW | \",ROUND(GJ9,0),\"MW | \",GJ10,\"MW\"),\"INVALID SELECTION\"))","v":"500MW | 800MW | 125MW"},{"$f":"IF(_xlfn.CONCAT(GK7:GK10)=\"\",\"\",IF(COUNTIF(data!$C:$C,_xlfn.CONCAT(GK8,\"MW | \",ROUND(GK9,0),\"MW | \",GK10,\"MW\"))>0,_xlfn.CONCAT(GK8,\"MW | \",ROUND(GK9,0),\"MW | \",GK10,\"MW\"),\"INVALID SELECTION\"))","v":"500MW | 850MW | 125MW"},{"$f":"IF(_xlfn.CONCAT(GL7:GL10)=\"\",\"\",IF(COUNTIF(data!$C:$C,_xlfn.CONCAT(GL8,\"MW | \",ROUND(GL9,0),\"MW | \",GL10,\"MW\"))>0,_xlfn.CONCAT(GL8,\"MW | \",ROUND(GL9,0),\"MW | \",GL10,\"MW\"),\"INVALID SELECTION\"))","v":"500MW | 900MW | 125MW"},{"$f":"IF(_xlfn.CONCAT(GM7:GM10)=\"\",\"\",IF(COUNTIF(data!$C:$C,_xlfn.CONCAT(GM8,\"MW | \",ROUND(GM9,0),\"MW | \",GM10,\"MW\"))>0,_xlfn.CONCAT(GM8,\"MW | \",ROUND(GM9,0),\"MW | \",GM10,\"MW\"),\"INVALID SELECTION\"))","v":"500MW | 950MW | 125MW"},{"$f":"IF(_xlfn.CONCAT(GN7:GN10)=\"\",\"\",IF(COUNTIF(data!$C:$C,_xlfn.CONCAT(GN8,\"MW | \",ROUND(GN9,0),\"MW | \",GN10,\"MW\"))>0,_xlfn.CONCAT(GN8,\"MW | \",ROUND(GN9,0),\"MW | \",GN10,\"MW\"),\"INVALID SELECTION\"))","v":"500MW | 1000MW | 125MW"},{"$f":"IF(_xlfn.CONCAT(GO7:GO10)=\"\",\"\",IF(COUNTIF(data!$C:$C,_xlfn.CONCAT(GO8,\"MW | \",ROUND(GO9,0),\"MW | \",GO10,\"MW\"))>0,_xlfn.CONCAT(GO8,\"MW | \",ROUND(GO9,0),\"MW | \",GO10,\"MW\"),\"INVALID SELECTION\"))","v":"550MW | 0MW | 125MW"},{"$f":"IF(_xlfn.CONCAT(GP7:GP10)=\"\",\"\",IF(COUNTIF(data!$C:$C,_xlfn.CONCAT(GP8,\"MW | \",ROUND(GP9,0),\"MW | \",GP10,\"MW\"))>0,_xlfn.CONCAT(GP8,\"MW | \",ROUND(GP9,0),\"MW | \",GP10,\"MW\"),\"INVALID SELECTION\"))","v":"550MW | 50MW | 125MW"},{"$f":"IF(_xlfn.CONCAT(GQ7:GQ10)=\"\",\"\",IF(COUNTIF(data!$C:$C,_xlfn.CONCAT(GQ8,\"MW | \",ROUND(GQ9,0),\"MW | \",GQ10,\"MW\"))>0,_xlfn.CONCAT(GQ8,\"MW | \",ROUND(GQ9,0),\"MW | \",GQ10,\"MW\"),\"INVALID SELECTION\"))","v":"550MW | 100MW | 125MW"},{"$f":"IF(_xlfn.CONCAT(GR7:GR10)=\"\",\"\",IF(COUNTIF(data!$C:$C,_xlfn.CONCAT(GR8,\"MW | \",ROUND(GR9,0),\"MW | \",GR10,\"MW\"))>0,_xlfn.CONCAT(GR8,\"MW | \",ROUND(GR9,0),\"MW | \",GR10,\"MW\"),\"INVALID SELECTION\"))","v":"550MW | 150MW | 125MW"},{"$f":"IF(_xlfn.CONCAT(GS7:GS10)=\"\",\"\",IF(COUNTIF(data!$C:$C,_xlfn.CONCAT(GS8,\"MW | \",ROUND(GS9,0),\"MW | \",GS10,\"MW\"))>0,_xlfn.CONCAT(GS8,\"MW | \",ROUND(GS9,0),\"MW | \",GS10,\"MW\"),\"INVALID SELECTION\"))","v":"550MW | 200MW | 125MW"},{"$f":"IF(_xlfn.CONCAT(GT7:GT10)=\"\",\"\",IF(COUNTIF(data!$C:$C,_xlfn.CONCAT(GT8,\"MW | \",ROUND(GT9,0),\"MW | \",GT10,\"MW\"))>0,_xlfn.CONCAT(GT8,\"MW | \",ROUND(GT9,0),\"MW | \",GT10,\"MW\"),\"INVALID SELECTION\"))","v":"550MW | 250MW | 125MW"},{"$f":"IF(_xlfn.CONCAT(GU7:GU10)=\"\",\"\",IF(COUNTIF(data!$C:$C,_xlfn.CONCAT(GU8,\"MW | \",ROUND(GU9,0),\"MW | \",GU10,\"MW\"))>0,_xlfn.CONCAT(GU8,\"MW | \",ROUND(GU9,0),\"MW | \",GU10,\"MW\"),\"INVALID SELECTION\"))","v":"550MW | 300MW | 125MW"},{"$f":"IF(_xlfn.CONCAT(GV7:GV10)=\"\",\"\",IF(COUNTIF(data!$C:$C,_xlfn.CONCAT(GV8,\"MW | \",ROUND(GV9,0),\"MW | \",GV10,\"MW\"))>0,_xlfn.CONCAT(GV8,\"MW | \",ROUND(GV9,0),\"MW | \",GV10,\"MW\"),\"INVALID SELECTION\"))","v":"550MW | 350MW | 125MW"},{"$f":"IF(_xlfn.CONCAT(GW7:GW10)=\"\",\"\",IF(COUNTIF(data!$C:$C,_xlfn.CONCAT(GW8,\"MW | \",ROUND(GW9,0),\"MW | \",GW10,\"MW\"))>0,_xlfn.CONCAT(GW8,\"MW | \",ROUND(GW9,0),\"MW | \",GW10,\"MW\"),\"INVALID SELECTION\"))","v":"550MW | 400MW | 125MW"},{"$f":"IF(_xlfn.CONCAT(GX7:GX10)=\"\",\"\",IF(COUNTIF(data!$C:$C,_xlfn.CONCAT(GX8,\"MW | \",ROUND(GX9,0),\"MW | \",GX10,\"MW\"))>0,_xlfn.CONCAT(GX8,\"MW | \",ROUND(GX9,0),\"MW | \",GX10,\"MW\"),\"INVALID SELECTION\"))","v":"550MW | 450MW | 125MW"},{"$f":"IF(_xlfn.CONCAT(GY7:GY10)=\"\",\"\",IF(COUNTIF(data!$C:$C,_xlfn.CONCAT(GY8,\"MW | \",ROUND(GY9,0),\"MW | \",GY10,\"MW\"))>0,_xlfn.CONCAT(GY8,\"MW | \",ROUND(GY9,0),\"MW | \",GY10,\"MW\"),\"INVALID SELECTION\"))","v":"550MW | 500MW | 125MW"},{"$f":"IF(_xlfn.CONCAT(GZ7:GZ10)=\"\",\"\",IF(COUNTIF(data!$C:$C,_xlfn.CONCAT(GZ8,\"MW | \",ROUND(GZ9,0),\"MW | \",GZ10,\"MW\"))>0,_xlfn.CONCAT(GZ8,\"MW | \",ROUND(GZ9,0),\"MW | \",GZ10,\"MW\"),\"INVALID SELECTION\"))","v":"550MW | 550MW | 125MW"},{"$f":"IF(_xlfn.CONCAT(HA7:HA10)=\"\",\"\",IF(COUNTIF(data!$C:$C,_xlfn.CONCAT(HA8,\"MW | \",ROUND(HA9,0),\"MW | \",HA10,\"MW\"))>0,_xlfn.CONCAT(HA8,\"MW | \",ROUND(HA9,0),\"MW | \",HA10,\"MW\"),\"INVALID SELECTION\"))","v":"550MW | 600MW | 125MW"},{"$f":"IF(_xlfn.CONCAT(HB7:HB10)=\"\",\"\",IF(COUNTIF(data!$C:$C,_xlfn.CONCAT(HB8,\"MW | \",ROUND(HB9,0),\"MW | \",HB10,\"MW\"))>0,_xlfn.CONCAT(HB8,\"MW | \",ROUND(HB9,0),\"MW | \",HB10,\"MW\"),\"INVALID SELECTION\"))","v":"550MW | 650MW | 125MW"},{"$f":"IF(_xlfn.CONCAT(HC7:HC10)=\"\",\"\",IF(COUNTIF(data!$C:$C,_xlfn.CONCAT(HC8,\"MW | \",ROUND(HC9,0),\"MW | \",HC10,\"MW\"))>0,_xlfn.CONCAT(HC8,\"MW | \",ROUND(HC9,0),\"MW | \",HC10,\"MW\"),\"INVALID SELECTION\"))","v":"550MW | 700MW | 125MW"},{"$f":"IF(_xlfn.CONCAT(HD7:HD10)=\"\",\"\",IF(COUNTIF(data!$C:$C,_xlfn.CONCAT(HD8,\"MW | \",ROUND(HD9,0),\"MW | \",HD10,\"MW\"))>0,_xlfn.CONCAT(HD8,\"MW | \",ROUND(HD9,0),\"MW | \",HD10,\"MW\"),\"INVALID SELECTION\"))","v":"550MW | 750MW | 125MW"},{"$f":"IF(_xlfn.CONCAT(HE7:HE10)=\"\",\"\",IF(COUNTIF(data!$C:$C,_xlfn.CONCAT(HE8,\"MW | \",ROUND(HE9,0),\"MW | \",HE10,\"MW\"))>0,_xlfn.CONCAT(HE8,\"MW | \",ROUND(HE9,0),\"MW | \",HE10,\"MW\"),\"INVALID SELECTION\"))","v":"550MW | 800MW | 125MW"},{"$f":"IF(_xlfn.CONCAT(HF7:HF10)=\"\",\"\",IF(COUNTIF(data!$C:$C,_xlfn.CONCAT(HF8,\"MW | \",ROUND(HF9,0),\"MW | \",HF10,\"MW\"))>0,_xlfn.CONCAT(HF8,\"MW | \",ROUND(HF9,0),\"MW | \",HF10,\"MW\"),\"INVALID SELECTION\"))","v":"550MW | 850MW | 125MW"},{"$f":"IF(_xlfn.CONCAT(HG7:HG10)=\"\",\"\",IF(COUNTIF(data!$C:$C,_xlfn.CONCAT(HG8,\"MW | \",ROUND(HG9,0),\"MW | \",HG10,\"MW\"))>0,_xlfn.CONCAT(HG8,\"MW | \",ROUND(HG9,0),\"MW | \",HG10,\"MW\"),\"INVALID SELECTION\"))","v":"550MW | 900MW | 125MW"},{"$f":"IF(_xlfn.CONCAT(HH7:HH10)=\"\",\"\",IF(COUNTIF(data!$C:$C,_xlfn.CONCAT(HH8,\"MW | \",ROUND(HH9,0),\"MW | \",HH10,\"MW\"))>0,_xlfn.CONCAT(HH8,\"MW | \",ROUND(HH9,0),\"MW | \",HH10,\"MW\"),\"INVALID SELECTION\"))","v":"550MW | 950MW | 125MW"},{"$f":"IF(_xlfn.CONCAT(HI7:HI10)=\"\",\"\",IF(COUNTIF(data!$C:$C,_xlfn.CONCAT(HI8,\"MW | \",ROUND(HI9,0),\"MW | \",HI10,\"MW\"))>0,_xlfn.CONCAT(HI8,\"MW | \",ROUND(HI9,0),\"MW | \",HI10,\"MW\"),\"INVALID SELECTION\"))","v":"550MW | 1000MW | 125MW"},{"$f":"IF(_xlfn.CONCAT(HJ7:HJ10)=\"\",\"\",IF(COUNTIF(data!$C:$C,_xlfn.CONCAT(HJ8,\"MW | \",ROUND(HJ9,0),\"MW | \",HJ10,\"MW\"))>0,_xlfn.CONCAT(HJ8,\"MW | \",ROUND(HJ9,0),\"MW | \",HJ10,\"MW\"),\"INVALID SELECTION\"))","v":"600MW | 0MW | 125MW"},{"$f":"IF(_xlfn.CONCAT(HK7:HK10)=\"\",\"\",IF(COUNTIF(data!$C:$C,_xlfn.CONCAT(HK8,\"MW | \",ROUND(HK9,0),\"MW | \",HK10,\"MW\"))>0,_xlfn.CONCAT(HK8,\"MW | \",ROUND(HK9,0),\"MW | \",HK10,\"MW\"),\"INVALID SELECTION\"))","v":"600MW | 50MW | 125MW"},{"$f":"IF(_xlfn.CONCAT(HL7:HL10)=\"\",\"\",IF(COUNTIF(data!$C:$C,_xlfn.CONCAT(HL8,\"MW | \",ROUND(HL9,0),\"MW | \",HL10,\"MW\"))>0,_xlfn.CONCAT(HL8,\"MW | \",ROUND(HL9,0),\"MW | \",HL10,\"MW\"),\"INVALID SELECTION\"))","v":"600MW | 100MW | 125MW"},{"$f":"IF(_xlfn.CONCAT(HM7:HM10)=\"\",\"\",IF(COUNTIF(data!$C:$C,_xlfn.CONCAT(HM8,\"MW | \",ROUND(HM9,0),\"MW | \",HM10,\"MW\"))>0,_xlfn.CONCAT(HM8,\"MW | \",ROUND(HM9,0),\"MW | \",HM10,\"MW\"),\"INVALID SELECTION\"))","v":"600MW | 150MW | 125MW"},{"$f":"IF(_xlfn.CONCAT(HN7:HN10)=\"\",\"\",IF(COUNTIF(data!$C:$C,_xlfn.CONCAT(HN8,\"MW | \",ROUND(HN9,0),\"MW | \",HN10,\"MW\"))>0,_xlfn.CONCAT(HN8,\"MW | \",ROUND(HN9,0),\"MW | \",HN10,\"MW\"),\"INVALID SELECTION\"))","v":"600MW | 200MW | 125MW"},{"$f":"IF(_xlfn.CONCAT(HO7:HO10)=\"\",\"\",IF(COUNTIF(data!$C:$C,_xlfn.CONCAT(HO8,\"MW | \",ROUND(HO9,0),\"MW | \",HO10,\"MW\"))>0,_xlfn.CONCAT(HO8,\"MW | \",ROUND(HO9,0),\"MW | \",HO10,\"MW\"),\"INVALID SELECTION\"))","v":"600MW | 250MW | 125MW"},{"$f":"IF(_xlfn.CONCAT(HP7:HP10)=\"\",\"\",IF(COUNTIF(data!$C:$C,_xlfn.CONCAT(HP8,\"MW | \",ROUND(HP9,0),\"MW | \",HP10,\"MW\"))>0,_xlfn.CONCAT(HP8,\"MW | \",ROUND(HP9,0),\"MW | \",HP10,\"MW\"),\"INVALID SELECTION\"))","v":"600MW | 300MW | 125MW"},{"$f":"IF(_xlfn.CONCAT(HQ7:HQ10)=\"\",\"\",IF(COUNTIF(data!$C:$C,_xlfn.CONCAT(HQ8,\"MW | \",ROUND(HQ9,0),\"MW | \",HQ10,\"MW\"))>0,_xlfn.CONCAT(HQ8,\"MW | \",ROUND(HQ9,0),\"MW | \",HQ10,\"MW\"),\"INVALID SELECTION\"))","v":"600MW | 350MW | 125MW"},{"$f":"IF(_xlfn.CONCAT(HR7:HR10)=\"\",\"\",IF(COUNTIF(data!$C:$C,_xlfn.CONCAT(HR8,\"MW | \",ROUND(HR9,0),\"MW | \",HR10,\"MW\"))>0,_xlfn.CONCAT(HR8,\"MW | \",ROUND(HR9,0),\"MW | \",HR10,\"MW\"),\"INVALID SELECTION\"))","v":"600MW | 400MW | 125MW"},{"$f":"IF(_xlfn.CONCAT(HS7:HS10)=\"\",\"\",IF(COUNTIF(data!$C:$C,_xlfn.CONCAT(HS8,\"MW | \",ROUND(HS9,0),\"MW | \",HS10,\"MW\"))>0,_xlfn.CONCAT(HS8,\"MW | \",ROUND(HS9,0),\"MW | \",HS10,\"MW\"),\"INVALID SELECTION\"))","v":"600MW | 450MW | 125MW"},{"$f":"IF(_xlfn.CONCAT(HT7:HT10)=\"\",\"\",IF(COUNTIF(data!$C:$C,_xlfn.CONCAT(HT8,\"MW | \",ROUND(HT9,0),\"MW | \",HT10,\"MW\"))>0,_xlfn.CONCAT(HT8,\"MW | \",ROUND(HT9,0),\"MW | \",HT10,\"MW\"),\"INVALID SELECTION\"))","v":"600MW | 500MW | 125MW"},{"$f":"IF(_xlfn.CONCAT(HU7:HU10)=\"\",\"\",IF(COUNTIF(data!$C:$C,_xlfn.CONCAT(HU8,\"MW | \",ROUND(HU9,0),\"MW | \",HU10,\"MW\"))>0,_xlfn.CONCAT(HU8,\"MW | \",ROUND(HU9,0),\"MW | \",HU10,\"MW\"),\"INVALID SELECTION\"))","v":"600MW | 550MW | 125MW"},{"$f":"IF(_xlfn.CONCAT(HV7:HV10)=\"\",\"\",IF(COUNTIF(data!$C:$C,_xlfn.CONCAT(HV8,\"MW | \",ROUND(HV9,0),\"MW | \",HV10,\"MW\"))>0,_xlfn.CONCAT(HV8,\"MW | \",ROUND(HV9,0),\"MW | \",HV10,\"MW\"),\"INVALID SELECTION\"))","v":"600MW | 600MW | 125MW"},{"$f":"IF(_xlfn.CONCAT(HW7:HW10)=\"\",\"\",IF(COUNTIF(data!$C:$C,_xlfn.CONCAT(HW8,\"MW | \",ROUND(HW9,0),\"MW | \",HW10,\"MW\"))>0,_xlfn.CONCAT(HW8,\"MW | \",ROUND(HW9,0),\"MW | \",HW10,\"MW\"),\"INVALID SELECTION\"))","v":"600MW | 650MW | 125MW"},{"$f":"IF(_xlfn.CONCAT(HX7:HX10)=\"\",\"\",IF(COUNTIF(data!$C:$C,_xlfn.CONCAT(HX8,\"MW | \",ROUND(HX9,0),\"MW | \",HX10,\"MW\"))>0,_xlfn.CONCAT(HX8,\"MW | \",ROUND(HX9,0),\"MW | \",HX10,\"MW\"),\"INVALID SELECTION\"))","v":"600MW | 700MW | 125MW"},{"$f":"IF(_xlfn.CONCAT(HY7:HY10)=\"\",\"\",IF(COUNTIF(data!$C:$C,_xlfn.CONCAT(HY8,\"MW | \",ROUND(HY9,0),\"MW | \",HY10,\"MW\"))>0,_xlfn.CONCAT(HY8,\"MW | \",ROUND(HY9,0),\"MW | \",HY10,\"MW\"),\"INVALID SELECTION\"))","v":"600MW | 750MW | 125MW"},{"$f":"IF(_xlfn.CONCAT(HZ7:HZ10)=\"\",\"\",IF(COUNTIF(data!$C:$C,_xlfn.CONCAT(HZ8,\"MW | \",ROUND(HZ9,0),\"MW | \",HZ10,\"MW\"))>0,_xlfn.CONCAT(HZ8,\"MW | \",ROUND(HZ9,0),\"MW | \",HZ10,\"MW\"),\"INVALID SELECTION\"))","v":"600MW | 800MW | 125MW"},{"$f":"IF(_xlfn.CONCAT(IA7:IA10)=\"\",\"\",IF(COUNTIF(data!$C:$C,_xlfn.CONCAT(IA8,\"MW | \",ROUND(IA9,0),\"MW | \",IA10,\"MW\"))>0,_xlfn.CONCAT(IA8,\"MW | \",ROUND(IA9,0),\"MW | \",IA10,\"MW\"),\"INVALID SELECTION\"))","v":"600MW | 850MW | 125MW"},{"$f":"IF(_xlfn.CONCAT(IB7:IB10)=\"\",\"\",IF(COUNTIF(data!$C:$C,_xlfn.CONCAT(IB8,\"MW | \",ROUND(IB9,0),\"MW | \",IB10,\"MW\"))>0,_xlfn.CONCAT(IB8,\"MW | \",ROUND(IB9,0),\"MW | \",IB10,\"MW\"),\"INVALID SELECTION\"))","v":"600MW | 900MW | 125MW"},{"$f":"IF(_xlfn.CONCAT(IC7:IC10)=\"\",\"\",IF(COUNTIF(data!$C:$C,_xlfn.CONCAT(IC8,\"MW | \",ROUND(IC9,0),\"MW | \",IC10,\"MW\"))>0,_xlfn.CONCAT(IC8,\"MW | \",ROUND(IC9,0),\"MW | \",IC10,\"MW\"),\"INVALID SELECTION\"))","v":"600MW | 950MW | 125MW"},{"$f":"IF(_xlfn.CONCAT(ID7:ID10)=\"\",\"\",IF(COUNTIF(data!$C:$C,_xlfn.CONCAT(ID8,\"MW | \",ROUND(ID9,0),\"MW | \",ID10,\"MW\"))>0,_xlfn.CONCAT(ID8,\"MW | \",ROUND(ID9,0),\"MW | \",ID10,\"MW\"),\"INVALID SELECTION\"))","v":"600MW | 1000MW | 125MW"},{"$f":"IF(_xlfn.CONCAT(IE7:IE10)=\"\",\"\",IF(COUNTIF(data!$C:$C,_xlfn.CONCAT(IE8,\"MW | \",ROUND(IE9,0),\"MW | \",IE10,\"MW\"))>0,_xlfn.CONCAT(IE8,\"MW | \",ROUND(IE9,0),\"MW | \",IE10,\"MW\"),\"INVALID SELECTION\"))","v":"650MW | 0MW | 125MW"},{"$f":"IF(_xlfn.CONCAT(IF7:IF10)=\"\",\"\",IF(COUNTIF(data!$C:$C,_xlfn.CONCAT(IF8,\"MW | \",ROUND(IF9,0),\"MW | \",IF10,\"MW\"))>0,_xlfn.CONCAT(IF8,\"MW | \",ROUND(IF9,0),\"MW | \",IF10,\"MW\"),\"INVALID SELECTION\"))","v":"650MW | 50MW | 125MW"},{"$f":"IF(_xlfn.CONCAT(IG7:IG10)=\"\",\"\",IF(COUNTIF(data!$C:$C,_xlfn.CONCAT(IG8,\"MW | \",ROUND(IG9,0),\"MW | \",IG10,\"MW\"))>0,_xlfn.CONCAT(IG8,\"MW | \",ROUND(IG9,0),\"MW | \",IG10,\"MW\"),\"INVALID SELECTION\"))","v":"650MW | 100MW | 125MW"},{"$f":"IF(_xlfn.CONCAT(IH7:IH10)=\"\",\"\",IF(COUNTIF(data!$C:$C,_xlfn.CONCAT(IH8,\"MW | \",ROUND(IH9,0),\"MW | \",IH10,\"MW\"))>0,_xlfn.CONCAT(IH8,\"MW | \",ROUND(IH9,0),\"MW | \",IH10,\"MW\"),\"INVALID SELECTION\"))","v":"650MW | 150MW | 125MW"},{"$f":"IF(_xlfn.CONCAT(II7:II10)=\"\",\"\",IF(COUNTIF(data!$C:$C,_xlfn.CONCAT(II8,\"MW | \",ROUND(II9,0),\"MW | \",II10,\"MW\"))>0,_xlfn.CONCAT(II8,\"MW | \",ROUND(II9,0),\"MW | \",II10,\"MW\"),\"INVALID SELECTION\"))","v":"650MW | 200MW | 125MW"},{"$f":"IF(_xlfn.CONCAT(IJ7:IJ10)=\"\",\"\",IF(COUNTIF(data!$C:$C,_xlfn.CONCAT(IJ8,\"MW | \",ROUND(IJ9,0),\"MW | \",IJ10,\"MW\"))>0,_xlfn.CONCAT(IJ8,\"MW | \",ROUND(IJ9,0),\"MW | \",IJ10,\"MW\"),\"INVALID SELECTION\"))","v":"650MW | 250MW | 125MW"},{"$f":"IF(_xlfn.CONCAT(IK7:IK10)=\"\",\"\",IF(COUNTIF(data!$C:$C,_xlfn.CONCAT(IK8,\"MW | \",ROUND(IK9,0),\"MW | \",IK10,\"MW\"))>0,_xlfn.CONCAT(IK8,\"MW | \",ROUND(IK9,0),\"MW | \",IK10,\"MW\"),\"INVALID SELECTION\"))","v":"650MW | 300MW | 125MW"},{"$f":"IF(_xlfn.CONCAT(IL7:IL10)=\"\",\"\",IF(COUNTIF(data!$C:$C,_xlfn.CONCAT(IL8,\"MW | \",ROUND(IL9,0),\"MW | \",IL10,\"MW\"))>0,_xlfn.CONCAT(IL8,\"MW | \",ROUND(IL9,0),\"MW | \",IL10,\"MW\"),\"INVALID SELECTION\"))","v":"650MW | 350MW | 125MW"},{"$f":"IF(_xlfn.CONCAT(IM7:IM10)=\"\",\"\",IF(COUNTIF(data!$C:$C,_xlfn.CONCAT(IM8,\"MW | \",ROUND(IM9,0),\"MW | \",IM10,\"MW\"))>0,_xlfn.CONCAT(IM8,\"MW | \",ROUND(IM9,0),\"MW | \",IM10,\"MW\"),\"INVALID SELECTION\"))","v":"650MW | 400MW | 125MW"},{"$f":"IF(_xlfn.CONCAT(IN7:IN10)=\"\",\"\",IF(COUNTIF(data!$C:$C,_xlfn.CONCAT(IN8,\"MW | \",ROUND(IN9,0),\"MW | \",IN10,\"MW\"))>0,_xlfn.CONCAT(IN8,\"MW | \",ROUND(IN9,0),\"MW | \",IN10,\"MW\"),\"INVALID SELECTION\"))","v":"650MW | 450MW | 125MW"},{"$f":"IF(_xlfn.CONCAT(IO7:IO10)=\"\",\"\",IF(COUNTIF(data!$C:$C,_xlfn.CONCAT(IO8,\"MW | \",ROUND(IO9,0),\"MW | \",IO10,\"MW\"))>0,_xlfn.CONCAT(IO8,\"MW | \",ROUND(IO9,0),\"MW | \",IO10,\"MW\"),\"INVALID SELECTION\"))","v":"650MW | 500MW | 125MW"},{"$f":"IF(_xlfn.CONCAT(IP7:IP10)=\"\",\"\",IF(COUNTIF(data!$C:$C,_xlfn.CONCAT(IP8,\"MW | \",ROUND(IP9,0),\"MW | \",IP10,\"MW\"))>0,_xlfn.CONCAT(IP8,\"MW | \",ROUND(IP9,0),\"MW | \",IP10,\"MW\"),\"INVALID SELECTION\"))","v":"650MW | 550MW | 125MW"},{"$f":"IF(_xlfn.CONCAT(IQ7:IQ10)=\"\",\"\",IF(COUNTIF(data!$C:$C,_xlfn.CONCAT(IQ8,\"MW | \",ROUND(IQ9,0),\"MW | \",IQ10,\"MW\"))>0,_xlfn.CONCAT(IQ8,\"MW | \",ROUND(IQ9,0),\"MW | \",IQ10,\"MW\"),\"INVALID SELECTION\"))","v":"650MW | 600MW | 125MW"},{"$f":"IF(_xlfn.CONCAT(IR7:IR10)=\"\",\"\",IF(COUNTIF(data!$C:$C,_xlfn.CONCAT(IR8,\"MW | \",ROUND(IR9,0),\"MW | \",IR10,\"MW\"))>0,_xlfn.CONCAT(IR8,\"MW | \",ROUND(IR9,0),\"MW | \",IR10,\"MW\"),\"INVALID SELECTION\"))","v":"650MW | 650MW | 125MW"},{"$f":"IF(_xlfn.CONCAT(IS7:IS10)=\"\",\"\",IF(COUNTIF(data!$C:$C,_xlfn.CONCAT(IS8,\"MW | \",ROUND(IS9,0),\"MW | \",IS10,\"MW\"))>0,_xlfn.CONCAT(IS8,\"MW | \",ROUND(IS9,0),\"MW | \",IS10,\"MW\"),\"INVALID SELECTION\"))","v":"650MW | 700MW | 125MW"},{"$f":"IF(_xlfn.CONCAT(IT7:IT10)=\"\",\"\",IF(COUNTIF(data!$C:$C,_xlfn.CONCAT(IT8,\"MW | \",ROUND(IT9,0),\"MW | \",IT10,\"MW\"))>0,_xlfn.CONCAT(IT8,\"MW | \",ROUND(IT9,0),\"MW | \",IT10,\"MW\"),\"INVALID SELECTION\"))","v":"650MW | 750MW | 125MW"},{"$f":"IF(_xlfn.CONCAT(IU7:IU10)=\"\",\"\",IF(COUNTIF(data!$C:$C,_xlfn.CONCAT(IU8,\"MW | \",ROUND(IU9,0),\"MW | \",IU10,\"MW\"))>0,_xlfn.CONCAT(IU8,\"MW | \",ROUND(IU9,0),\"MW | \",IU10,\"MW\"),\"INVALID SELECTION\"))","v":"650MW | 800MW | 125MW"},{"$f":"IF(_xlfn.CONCAT(IV7:IV10)=\"\",\"\",IF(COUNTIF(data!$C:$C,_xlfn.CONCAT(IV8,\"MW | \",ROUND(IV9,0),\"MW | \",IV10,\"MW\"))>0,_xlfn.CONCAT(IV8,\"MW | \",ROUND(IV9,0),\"MW | \",IV10,\"MW\"),\"INVALID SELECTION\"))","v":"650MW | 850MW | 125MW"},{"$f":"IF(_xlfn.CONCAT(IW7:IW10)=\"\",\"\",IF(COUNTIF(data!$C:$C,_xlfn.CONCAT(IW8,\"MW | \",ROUND(IW9,0),\"MW | \",IW10,\"MW\"))>0,_xlfn.CONCAT(IW8,\"MW | \",ROUND(IW9,0),\"MW | \",IW10,\"MW\"),\"INVALID SELECTION\"))","v":"650MW | 900MW | 125MW"},{"$f":"IF(_xlfn.CONCAT(IX7:IX10)=\"\",\"\",IF(COUNTIF(data!$C:$C,_xlfn.CONCAT(IX8,\"MW | \",ROUND(IX9,0),\"MW | \",IX10,\"MW\"))>0,_xlfn.CONCAT(IX8,\"MW | \",ROUND(IX9,0),\"MW | \",IX10,\"MW\"),\"INVALID SELECTION\"))","v":"650MW | 950MW | 125MW"},{"$f":"IF(_xlfn.CONCAT(IY7:IY10)=\"\",\"\",IF(COUNTIF(data!$C:$C,_xlfn.CONCAT(IY8,\"MW | \",ROUND(IY9,0),\"MW | \",IY10,\"MW\"))>0,_xlfn.CONCAT(IY8,\"MW | \",ROUND(IY9,0),\"MW | \",IY10,\"MW\"),\"INVALID SELECTION\"))","v":"650MW | 1000MW | 125MW"},{"$f":"IF(_xlfn.CONCAT(IZ7:IZ10)=\"\",\"\",IF(COUNTIF(data!$C:$C,_xlfn.CONCAT(IZ8,\"MW | \",ROUND(IZ9,0),\"MW | \",IZ10,\"MW\"))>0,_xlfn.CONCAT(IZ8,\"MW | \",ROUND(IZ9,0),\"MW | \",IZ10,\"MW\"),\"INVALID SELECTION\"))","v":"700MW | 0MW | 125MW"},{"$f":"IF(_xlfn.CONCAT(JA7:JA10)=\"\",\"\",IF(COUNTIF(data!$C:$C,_xlfn.CONCAT(JA8,\"MW | \",ROUND(JA9,0),\"MW | \",JA10,\"MW\"))>0,_xlfn.CONCAT(JA8,\"MW | \",ROUND(JA9,0),\"MW | \",JA10,\"MW\"),\"INVALID SELECTION\"))","v":"700MW | 50MW | 125MW"},{"$f":"IF(_xlfn.CONCAT(JB7:JB10)=\"\",\"\",IF(COUNTIF(data!$C:$C,_xlfn.CONCAT(JB8,\"MW | \",ROUND(JB9,0),\"MW | \",JB10,\"MW\"))>0,_xlfn.CONCAT(JB8,\"MW | \",ROUND(JB9,0),\"MW | \",JB10,\"MW\"),\"INVALID SELECTION\"))","v":"700MW | 100MW | 125MW"},{"$f":"IF(_xlfn.CONCAT(JC7:JC10)=\"\",\"\",IF(COUNTIF(data!$C:$C,_xlfn.CONCAT(JC8,\"MW | \",ROUND(JC9,0),\"MW | \",JC10,\"MW\"))>0,_xlfn.CONCAT(JC8,\"MW | \",ROUND(JC9,0),\"MW | \",JC10,\"MW\"),\"INVALID SELECTION\"))","v":"700MW | 150MW | 125MW"},{"$f":"IF(_xlfn.CONCAT(JD7:JD10)=\"\",\"\",IF(COUNTIF(data!$C:$C,_xlfn.CONCAT(JD8,\"MW | \",ROUND(JD9,0),\"MW | \",JD10,\"MW\"))>0,_xlfn.CONCAT(JD8,\"MW | \",ROUND(JD9,0),\"MW | \",JD10,\"MW\"),\"INVALID SELECTION\"))","v":"700MW | 200MW | 125MW"},{"$f":"IF(_xlfn.CONCAT(JE7:JE10)=\"\",\"\",IF(COUNTIF(data!$C:$C,_xlfn.CONCAT(JE8,\"MW | \",ROUND(JE9,0),\"MW | \",JE10,\"MW\"))>0,_xlfn.CONCAT(JE8,\"MW | \",ROUND(JE9,0),\"MW | \",JE10,\"MW\"),\"INVALID SELECTION\"))","v":"700MW | 250MW | 125MW"},{"$f":"IF(_xlfn.CONCAT(JF7:JF10)=\"\",\"\",IF(COUNTIF(data!$C:$C,_xlfn.CONCAT(JF8,\"MW | \",ROUND(JF9,0),\"MW | \",JF10,\"MW\"))>0,_xlfn.CONCAT(JF8,\"MW | \",ROUND(JF9,0),\"MW | \",JF10,\"MW\"),\"INVALID SELECTION\"))","v":"700MW | 300MW | 125MW"},{"$f":"IF(_xlfn.CONCAT(JG7:JG10)=\"\",\"\",IF(COUNTIF(data!$C:$C,_xlfn.CONCAT(JG8,\"MW | \",ROUND(JG9,0),\"MW | \",JG10,\"MW\"))>0,_xlfn.CONCAT(JG8,\"MW | \",ROUND(JG9,0),\"MW | \",JG10,\"MW\"),\"INVALID SELECTION\"))","v":"700MW | 350MW | 125MW"},{"$f":"IF(_xlfn.CONCAT(JH7:JH10)=\"\",\"\",IF(COUNTIF(data!$C:$C,_xlfn.CONCAT(JH8,\"MW | \",ROUND(JH9,0),\"MW | \",JH10,\"MW\"))>0,_xlfn.CONCAT(JH8,\"MW | \",ROUND(JH9,0),\"MW | \",JH10,\"MW\"),\"INVALID SELECTION\"))","v":"700MW | 400MW | 125MW"},{"$f":"IF(_xlfn.CONCAT(JI7:JI10)=\"\",\"\",IF(COUNTIF(data!$C:$C,_xlfn.CONCAT(JI8,\"MW | \",ROUND(JI9,0),\"MW | \",JI10,\"MW\"))>0,_xlfn.CONCAT(JI8,\"MW | \",ROUND(JI9,0),\"MW | \",JI10,\"MW\"),\"INVALID SELECTION\"))","v":"700MW | 450MW | 125MW"},{"$f":"IF(_xlfn.CONCAT(JJ7:JJ10)=\"\",\"\",IF(COUNTIF(data!$C:$C,_xlfn.CONCAT(JJ8,\"MW | \",ROUND(JJ9,0),\"MW | \",JJ10,\"MW\"))>0,_xlfn.CONCAT(JJ8,\"MW | \",ROUND(JJ9,0),\"MW | \",JJ10,\"MW\"),\"INVALID SELECTION\"))","v":"700MW | 500MW | 125MW"},{"$f":"IF(_xlfn.CONCAT(JK7:JK10)=\"\",\"\",IF(COUNTIF(data!$C:$C,_xlfn.CONCAT(JK8,\"MW | \",ROUND(JK9,0),\"MW | \",JK10,\"MW\"))>0,_xlfn.CONCAT(JK8,\"MW | \",ROUND(JK9,0),\"MW | \",JK10,\"MW\"),\"INVALID SELECTION\"))","v":"700MW | 550MW | 125MW"},{"$f":"IF(_xlfn.CONCAT(JL7:JL10)=\"\",\"\",IF(COUNTIF(data!$C:$C,_xlfn.CONCAT(JL8,\"MW | \",ROUND(JL9,0),\"MW | \",JL10,\"MW\"))>0,_xlfn.CONCAT(JL8,\"MW | \",ROUND(JL9,0),\"MW | \",JL10,\"MW\"),\"INVALID SELECTION\"))","v":"700MW | 600MW | 125MW"},{"$f":"IF(_xlfn.CONCAT(JM7:JM10)=\"\",\"\",IF(COUNTIF(data!$C:$C,_xlfn.CONCAT(JM8,\"MW | \",ROUND(JM9,0),\"MW | \",JM10,\"MW\"))>0,_xlfn.CONCAT(JM8,\"MW | \",ROUND(JM9,0),\"MW | \",JM10,\"MW\"),\"INVALID SELECTION\"))","v":"700MW | 650MW | 125MW"},{"$f":"IF(_xlfn.CONCAT(JN7:JN10)=\"\",\"\",IF(COUNTIF(data!$C:$C,_xlfn.CONCAT(JN8,\"MW | \",ROUND(JN9,0),\"MW | \",JN10,\"MW\"))>0,_xlfn.CONCAT(JN8,\"MW | \",ROUND(JN9,0),\"MW | \",JN10,\"MW\"),\"INVALID SELECTION\"))","v":"700MW | 700MW | 125MW"},{"$f":"IF(_xlfn.CONCAT(JO7:JO10)=\"\",\"\",IF(COUNTIF(data!$C:$C,_xlfn.CONCAT(JO8,\"MW | \",ROUND(JO9,0),\"MW | \",JO10,\"MW\"))>0,_xlfn.CONCAT(JO8,\"MW | \",ROUND(JO9,0),\"MW | \",JO10,\"MW\"),\"INVALID SELECTION\"))","v":"700MW | 750MW | 125MW"},{"$f":"IF(_xlfn.CONCAT(JP7:JP10)=\"\",\"\",IF(COUNTIF(data!$C:$C,_xlfn.CONCAT(JP8,\"MW | \",ROUND(JP9,0),\"MW | \",JP10,\"MW\"))>0,_xlfn.CONCAT(JP8,\"MW | \",ROUND(JP9,0),\"MW | \",JP10,\"MW\"),\"INVALID SELECTION\"))","v":"700MW | 800MW | 125MW"},{"$f":"IF(_xlfn.CONCAT(JQ7:JQ10)=\"\",\"\",IF(COUNTIF(data!$C:$C,_xlfn.CONCAT(JQ8,\"MW | \",ROUND(JQ9,0),\"MW | \",JQ10,\"MW\"))>0,_xlfn.CONCAT(JQ8,\"MW | \",ROUND(JQ9,0),\"MW | \",JQ10,\"MW\"),\"INVALID SELECTION\"))","v":"700MW | 850MW | 125MW"},{"$f":"IF(_xlfn.CONCAT(JR7:JR10)=\"\",\"\",IF(COUNTIF(data!$C:$C,_xlfn.CONCAT(JR8,\"MW | \",ROUND(JR9,0),\"MW | \",JR10,\"MW\"))>0,_xlfn.CONCAT(JR8,\"MW | \",ROUND(JR9,0),\"MW | \",JR10,\"MW\"),\"INVALID SELECTION\"))","v":"700MW | 900MW | 125MW"},{"$f":"IF(_xlfn.CONCAT(JS7:JS10)=\"\",\"\",IF(COUNTIF(data!$C:$C,_xlfn.CONCAT(JS8,\"MW | \",ROUND(JS9,0),\"MW | \",JS10,\"MW\"))>0,_xlfn.CONCAT(JS8,\"MW | \",ROUND(JS9,0),\"MW | \",JS10,\"MW\"),\"INVALID SELECTION\"))","v":"700MW | 950MW | 125MW"},{"$f":"IF(_xlfn.CONCAT(JT7:JT10)=\"\",\"\",IF(COUNTIF(data!$C:$C,_xlfn.CONCAT(JT8,\"MW | \",ROUND(JT9,0),\"MW | \",JT10,\"MW\"))>0,_xlfn.CONCAT(JT8,\"MW | \",ROUND(JT9,0),\"MW | \",JT10,\"MW\"),\"INVALID SELECTION\"))","v":"700MW | 1000MW | 125MW"},{"$f":"IF(_xlfn.CONCAT(JU7:JU10)=\"\",\"\",IF(COUNTIF(data!$C:$C,_xlfn.CONCAT(JU8,\"MW | \",ROUND(JU9,0),\"MW | \",JU10,\"MW\"))>0,_xlfn.CONCAT(JU8,\"MW | \",ROUND(JU9,0),\"MW | \",JU10,\"MW\"),\"INVALID SELECTION\"))","v":"750MW | 0MW | 125MW"},{"$f":"IF(_xlfn.CONCAT(JV7:JV10)=\"\",\"\",IF(COUNTIF(data!$C:$C,_xlfn.CONCAT(JV8,\"MW | \",ROUND(JV9,0),\"MW | \",JV10,\"MW\"))>0,_xlfn.CONCAT(JV8,\"MW | \",ROUND(JV9,0),\"MW | \",JV10,\"MW\"),\"INVALID SELECTION\"))","v":"750MW | 50MW | 125MW"},{"$f":"IF(_xlfn.CONCAT(JW7:JW10)=\"\",\"\",IF(COUNTIF(data!$C:$C,_xlfn.CONCAT(JW8,\"MW | \",ROUND(JW9,0),\"MW | \",JW10,\"MW\"))>0,_xlfn.CONCAT(JW8,\"MW | \",ROUND(JW9,0),\"MW | \",JW10,\"MW\"),\"INVALID SELECTION\"))","v":"750MW | 100MW | 125MW"},{"$f":"IF(_xlfn.CONCAT(JX7:JX10)=\"\",\"\",IF(COUNTIF(data!$C:$C,_xlfn.CONCAT(JX8,\"MW | \",ROUND(JX9,0),\"MW | \",JX10,\"MW\"))>0,_xlfn.CONCAT(JX8,\"MW | \",ROUND(JX9,0),\"MW | \",JX10,\"MW\"),\"INVALID SELECTION\"))","v":"750MW | 150MW | 125MW"},{"$f":"IF(_xlfn.CONCAT(JY7:JY10)=\"\",\"\",IF(COUNTIF(data!$C:$C,_xlfn.CONCAT(JY8,\"MW | \",ROUND(JY9,0),\"MW | \",JY10,\"MW\"))>0,_xlfn.CONCAT(JY8,\"MW | \",ROUND(JY9,0),\"MW | \",JY10,\"MW\"),\"INVALID SELECTION\"))","v":"750MW | 200MW | 125MW"},{"$f":"IF(_xlfn.CONCAT(JZ7:JZ10)=\"\",\"\",IF(COUNTIF(data!$C:$C,_xlfn.CONCAT(JZ8,\"MW | \",ROUND(JZ9,0),\"MW | \",JZ10,\"MW\"))>0,_xlfn.CONCAT(JZ8,\"MW | \",ROUND(JZ9,0),\"MW | \",JZ10,\"MW\"),\"INVALID SELECTION\"))","v":"750MW | 250MW | 125MW"},{"$f":"IF(_xlfn.CONCAT(KA7:KA10)=\"\",\"\",IF(COUNTIF(data!$C:$C,_xlfn.CONCAT(KA8,\"MW | \",ROUND(KA9,0),\"MW | \",KA10,\"MW\"))>0,_xlfn.CONCAT(KA8,\"MW | \",ROUND(KA9,0),\"MW | \",KA10,\"MW\"),\"INVALID SELECTION\"))","v":"750MW | 300MW | 125MW"},{"$f":"IF(_xlfn.CONCAT(KB7:KB10)=\"\",\"\",IF(COUNTIF(data!$C:$C,_xlfn.CONCAT(KB8,\"MW | \",ROUND(KB9,0),\"MW | \",KB10,\"MW\"))>0,_xlfn.CONCAT(KB8,\"MW | \",ROUND(KB9,0),\"MW | \",KB10,\"MW\"),\"INVALID SELECTION\"))","v":"750MW | 350MW | 125MW"},{"$f":"IF(_xlfn.CONCAT(KC7:KC10)=\"\",\"\",IF(COUNTIF(data!$C:$C,_xlfn.CONCAT(KC8,\"MW | \",ROUND(KC9,0),\"MW | \",KC10,\"MW\"))>0,_xlfn.CONCAT(KC8,\"MW | \",ROUND(KC9,0),\"MW | \",KC10,\"MW\"),\"INVALID SELECTION\"))","v":"750MW | 400MW | 125MW"},{"$f":"IF(_xlfn.CONCAT(KD7:KD10)=\"\",\"\",IF(COUNTIF(data!$C:$C,_xlfn.CONCAT(KD8,\"MW | \",ROUND(KD9,0),\"MW | \",KD10,\"MW\"))>0,_xlfn.CONCAT(KD8,\"MW | \",ROUND(KD9,0),\"MW | \",KD10,\"MW\"),\"INVALID SELECTION\"))","v":"750MW | 450MW | 125MW"},{"$f":"IF(_xlfn.CONCAT(KE7:KE10)=\"\",\"\",IF(COUNTIF(data!$C:$C,_xlfn.CONCAT(KE8,\"MW | \",ROUND(KE9,0),\"MW | \",KE10,\"MW\"))>0,_xlfn.CONCAT(KE8,\"MW | \",ROUND(KE9,0),\"MW | \",KE10,\"MW\"),\"INVALID SELECTION\"))","v":"750MW | 500MW | 125MW"},{"$f":"IF(_xlfn.CONCAT(KF7:KF10)=\"\",\"\",IF(COUNTIF(data!$C:$C,_xlfn.CONCAT(KF8,\"MW | \",ROUND(KF9,0),\"MW | \",KF10,\"MW\"))>0,_xlfn.CONCAT(KF8,\"MW | \",ROUND(KF9,0),\"MW | \",KF10,\"MW\"),\"INVALID SELECTION\"))","v":"750MW | 550MW | 125MW"},{"$f":"IF(_xlfn.CONCAT(KG7:KG10)=\"\",\"\",IF(COUNTIF(data!$C:$C,_xlfn.CONCAT(KG8,\"MW | \",ROUND(KG9,0),\"MW | \",KG10,\"MW\"))>0,_xlfn.CONCAT(KG8,\"MW | \",ROUND(KG9,0),\"MW | \",KG10,\"MW\"),\"INVALID SELECTION\"))","v":"750MW | 600MW | 125MW"},{"$f":"IF(_xlfn.CONCAT(KH7:KH10)=\"\",\"\",IF(COUNTIF(data!$C:$C,_xlfn.CONCAT(KH8,\"MW | \",ROUND(KH9,0),\"MW | \",KH10,\"MW\"))>0,_xlfn.CONCAT(KH8,\"MW | \",ROUND(KH9,0),\"MW | \",KH10,\"MW\"),\"INVALID SELECTION\"))","v":"750MW | 650MW | 125MW"},{"$f":"IF(_xlfn.CONCAT(KI7:KI10)=\"\",\"\",IF(COUNTIF(data!$C:$C,_xlfn.CONCAT(KI8,\"MW | \",ROUND(KI9,0),\"MW | \",KI10,\"MW\"))>0,_xlfn.CONCAT(KI8,\"MW | \",ROUND(KI9,0),\"MW | \",KI10,\"MW\"),\"INVALID SELECTION\"))","v":"750MW | 700MW | 125MW"},{"$f":"IF(_xlfn.CONCAT(KJ7:KJ10)=\"\",\"\",IF(COUNTIF(data!$C:$C,_xlfn.CONCAT(KJ8,\"MW | \",ROUND(KJ9,0),\"MW | \",KJ10,\"MW\"))>0,_xlfn.CONCAT(KJ8,\"MW | \",ROUND(KJ9,0),\"MW | \",KJ10,\"MW\"),\"INVALID SELECTION\"))","v":"750MW | 750MW | 125MW"},{"$f":"IF(_xlfn.CONCAT(KK7:KK10)=\"\",\"\",IF(COUNTIF(data!$C:$C,_xlfn.CONCAT(KK8,\"MW | \",ROUND(KK9,0),\"MW | \",KK10,\"MW\"))>0,_xlfn.CONCAT(KK8,\"MW | \",ROUND(KK9,0),\"MW | \",KK10,\"MW\"),\"INVALID SELECTION\"))","v":"750MW | 800MW | 125MW"},{"$f":"IF(_xlfn.CONCAT(KL7:KL10)=\"\",\"\",IF(COUNTIF(data!$C:$C,_xlfn.CONCAT(KL8,\"MW | \",ROUND(KL9,0),\"MW | \",KL10,\"MW\"))>0,_xlfn.CONCAT(KL8,\"MW | \",ROUND(KL9,0),\"MW | \",KL10,\"MW\"),\"INVALID SELECTION\"))","v":"750MW | 850MW | 125MW"},{"$f":"IF(_xlfn.CONCAT(KM7:KM10)=\"\",\"\",IF(COUNTIF(data!$C:$C,_xlfn.CONCAT(KM8,\"MW | \",ROUND(KM9,0),\"MW | \",KM10,\"MW\"))>0,_xlfn.CONCAT(KM8,\"MW | \",ROUND(KM9,0),\"MW | \",KM10,\"MW\"),\"INVALID SELECTION\"))","v":"750MW | 900MW | 125MW"},{"$f":"IF(_xlfn.CONCAT(KN7:KN10)=\"\",\"\",IF(COUNTIF(data!$C:$C,_xlfn.CONCAT(KN8,\"MW | \",ROUND(KN9,0),\"MW | \",KN10,\"MW\"))>0,_xlfn.CONCAT(KN8,\"MW | \",ROUND(KN9,0),\"MW | \",KN10,\"MW\"),\"INVALID SELECTION\"))","v":"750MW | 950MW | 125MW"},{"$f":"IF(_xlfn.CONCAT(KO7:KO10)=\"\",\"\",IF(COUNTIF(data!$C:$C,_xlfn.CONCAT(KO8,\"MW | \",ROUND(KO9,0),\"MW | \",KO10,\"MW\"))>0,_xlfn.CONCAT(KO8,\"MW | \",ROUND(KO9,0),\"MW | \",KO10,\"MW\"),\"INVALID SELECTION\"))","v":"750MW | 1000MW | 125MW"},{"$f":"IF(_xlfn.CONCAT(KP7:KP10)=\"\",\"\",IF(COUNTIF(data!$C:$C,_xlfn.CONCAT(KP8,\"MW | \",ROUND(KP9,0),\"MW | \",KP10,\"MW\"))>0,_xlfn.CONCAT(KP8,\"MW | \",ROUND(KP9,0),\"MW | \",KP10,\"MW\"),\"INVALID SELECTION\"))","v":"800MW | 0MW | 125MW"},{"$f":"IF(_xlfn.CONCAT(KQ7:KQ10)=\"\",\"\",IF(COUNTIF(data!$C:$C,_xlfn.CONCAT(KQ8,\"MW | \",ROUND(KQ9,0),\"MW | \",KQ10,\"MW\"))>0,_xlfn.CONCAT(KQ8,\"MW | \",ROUND(KQ9,0),\"MW | \",KQ10,\"MW\"),\"INVALID SELECTION\"))","v":"800MW | 50MW | 125MW"},{"$f":"IF(_xlfn.CONCAT(KR7:KR10)=\"\",\"\",IF(COUNTIF(data!$C:$C,_xlfn.CONCAT(KR8,\"MW | \",ROUND(KR9,0),\"MW | \",KR10,\"MW\"))>0,_xlfn.CONCAT(KR8,\"MW | \",ROUND(KR9,0),\"MW | \",KR10,\"MW\"),\"INVALID SELECTION\"))","v":"800MW | 100MW | 125MW"},{"$f":"IF(_xlfn.CONCAT(KS7:KS10)=\"\",\"\",IF(COUNTIF(data!$C:$C,_xlfn.CONCAT(KS8,\"MW | \",ROUND(KS9,0),\"MW | \",KS10,\"MW\"))>0,_xlfn.CONCAT(KS8,\"MW | \",ROUND(KS9,0),\"MW | \",KS10,\"MW\"),\"INVALID SELECTION\"))","v":"800MW | 150MW | 125MW"},{"$f":"IF(_xlfn.CONCAT(KT7:KT10)=\"\",\"\",IF(COUNTIF(data!$C:$C,_xlfn.CONCAT(KT8,\"MW | \",ROUND(KT9,0),\"MW | \",KT10,\"MW\"))>0,_xlfn.CONCAT(KT8,\"MW | \",ROUND(KT9,0),\"MW | \",KT10,\"MW\"),\"INVALID SELECTION\"))","v":"800MW | 200MW | 125MW"},{"$f":"IF(_xlfn.CONCAT(KU7:KU10)=\"\",\"\",IF(COUNTIF(data!$C:$C,_xlfn.CONCAT(KU8,\"MW | \",ROUND(KU9,0),\"MW | \",KU10,\"MW\"))>0,_xlfn.CONCAT(KU8,\"MW | \",ROUND(KU9,0),\"MW | \",KU10,\"MW\"),\"INVALID SELECTION\"))","v":"800MW | 250MW | 125MW"},{"$f":"IF(_xlfn.CONCAT(KV7:KV10)=\"\",\"\",IF(COUNTIF(data!$C:$C,_xlfn.CONCAT(KV8,\"MW | \",ROUND(KV9,0),\"MW | \",KV10,\"MW\"))>0,_xlfn.CONCAT(KV8,\"MW | \",ROUND(KV9,0),\"MW | \",KV10,\"MW\"),\"INVALID SELECTION\"))","v":"800MW | 300MW | 125MW"},{"$f":"IF(_xlfn.CONCAT(KW7:KW10)=\"\",\"\",IF(COUNTIF(data!$C:$C,_xlfn.CONCAT(KW8,\"MW | \",ROUND(KW9,0),\"MW | \",KW10,\"MW\"))>0,_xlfn.CONCAT(KW8,\"MW | \",ROUND(KW9,0),\"MW | \",KW10,\"MW\"),\"INVALID SELECTION\"))","v":"800MW | 350MW | 125MW"},{"$f":"IF(_xlfn.CONCAT(KX7:KX10)=\"\",\"\",IF(COUNTIF(data!$C:$C,_xlfn.CONCAT(KX8,\"MW | \",ROUND(KX9,0),\"MW | \",KX10,\"MW\"))>0,_xlfn.CONCAT(KX8,\"MW | \",ROUND(KX9,0),\"MW | \",KX10,\"MW\"),\"INVALID SELECTION\"))","v":"800MW | 400MW | 125MW"},{"$f":"IF(_xlfn.CONCAT(KY7:KY10)=\"\",\"\",IF(COUNTIF(data!$C:$C,_xlfn.CONCAT(KY8,\"MW | \",ROUND(KY9,0),\"MW | \",KY10,\"MW\"))>0,_xlfn.CONCAT(KY8,\"MW | \",ROUND(KY9,0),\"MW | \",KY10,\"MW\"),\"INVALID SELECTION\"))","v":"800MW | 450MW | 125MW"},{"$f":"IF(_xlfn.CONCAT(KZ7:KZ10)=\"\",\"\",IF(COUNTIF(data!$C:$C,_xlfn.CONCAT(KZ8,\"MW | \",ROUND(KZ9,0),\"MW | \",KZ10,\"MW\"))>0,_xlfn.CONCAT(KZ8,\"MW | \",ROUND(KZ9,0),\"MW | \",KZ10,\"MW\"),\"INVALID SELECTION\"))","v":"800MW | 500MW | 125MW"},{"$f":"IF(_xlfn.CONCAT(LA7:LA10)=\"\",\"\",IF(COUNTIF(data!$C:$C,_xlfn.CONCAT(LA8,\"MW | \",ROUND(LA9,0),\"MW | \",LA10,\"MW\"))>0,_xlfn.CONCAT(LA8,\"MW | \",ROUND(LA9,0),\"MW | \",LA10,\"MW\"),\"INVALID SELECTION\"))","v":"800MW | 550MW | 125MW"},{"$f":"IF(_xlfn.CONCAT(LB7:LB10)=\"\",\"\",IF(COUNTIF(data!$C:$C,_xlfn.CONCAT(LB8,\"MW | \",ROUND(LB9,0),\"MW | \",LB10,\"MW\"))>0,_xlfn.CONCAT(LB8,\"MW | \",ROUND(LB9,0),\"MW | \",LB10,\"MW\"),\"INVALID SELECTION\"))","v":"800MW | 600MW | 125MW"},{"$f":"IF(_xlfn.CONCAT(LC7:LC10)=\"\",\"\",IF(COUNTIF(data!$C:$C,_xlfn.CONCAT(LC8,\"MW | \",ROUND(LC9,0),\"MW | \",LC10,\"MW\"))>0,_xlfn.CONCAT(LC8,\"MW | \",ROUND(LC9,0),\"MW | \",LC10,\"MW\"),\"INVALID SELECTION\"))","v":"800MW | 650MW | 125MW"},{"$f":"IF(_xlfn.CONCAT(LD7:LD10)=\"\",\"\",IF(COUNTIF(data!$C:$C,_xlfn.CONCAT(LD8,\"MW | \",ROUND(LD9,0),\"MW | \",LD10,\"MW\"))>0,_xlfn.CONCAT(LD8,\"MW | \",ROUND(LD9,0),\"MW | \",LD10,\"MW\"),\"INVALID SELECTION\"))","v":"800MW | 700MW | 125MW"},{"$f":"IF(_xlfn.CONCAT(LE7:LE10)=\"\",\"\",IF(COUNTIF(data!$C:$C,_xlfn.CONCAT(LE8,\"MW | \",ROUND(LE9,0),\"MW | \",LE10,\"MW\"))>0,_xlfn.CONCAT(LE8,\"MW | \",ROUND(LE9,0),\"MW | \",LE10,\"MW\"),\"INVALID SELECTION\"))","v":"800MW | 750MW | 125MW"},{"$f":"IF(_xlfn.CONCAT(LF7:LF10)=\"\",\"\",IF(COUNTIF(data!$C:$C,_xlfn.CONCAT(LF8,\"MW | \",ROUND(LF9,0),\"MW | \",LF10,\"MW\"))>0,_xlfn.CONCAT(LF8,\"MW | \",ROUND(LF9,0),\"MW | \",LF10,\"MW\"),\"INVALID SELECTION\"))","v":"800MW | 800MW | 125MW"},{"$f":"IF(_xlfn.CONCAT(LG7:LG10)=\"\",\"\",IF(COUNTIF(data!$C:$C,_xlfn.CONCAT(LG8,\"MW | \",ROUND(LG9,0),\"MW | \",LG10,\"MW\"))>0,_xlfn.CONCAT(LG8,\"MW | \",ROUND(LG9,0),\"MW | \",LG10,\"MW\"),\"INVALID SELECTION\"))","v":"800MW | 850MW | 125MW"},{"$f":"IF(_xlfn.CONCAT(LH7:LH10)=\"\",\"\",IF(COUNTIF(data!$C:$C,_xlfn.CONCAT(LH8,\"MW | \",ROUND(LH9,0),\"MW | \",LH10,\"MW\"))>0,_xlfn.CONCAT(LH8,\"MW | \",ROUND(LH9,0),\"MW | \",LH10,\"MW\"),\"INVALID SELECTION\"))","v":"800MW | 900MW | 125MW"},{"$f":"IF(_xlfn.CONCAT(LI7:LI10)=\"\",\"\",IF(COUNTIF(data!$C:$C,_xlfn.CONCAT(LI8,\"MW | \",ROUND(LI9,0),\"MW | \",LI10,\"MW\"))>0,_xlfn.CONCAT(LI8,\"MW | \",ROUND(LI9,0),\"MW | \",LI10,\"MW\"),\"INVALID SELECTION\"))","v":"800MW | 950MW | 125MW"},{"$f":"IF(_xlfn.CONCAT(LJ7:LJ10)=\"\",\"\",IF(COUNTIF(data!$C:$C,_xlfn.CONCAT(LJ8,\"MW | \",ROUND(LJ9,0),\"MW | \",LJ10,\"MW\"))>0,_xlfn.CONCAT(LJ8,\"MW | \",ROUND(LJ9,0),\"MW | \",LJ10,\"MW\"),\"INVALID SELECTION\"))","v":"800MW | 1000MW | 125MW"},{"$f":"IF(_xlfn.CONCAT(LK7:LK10)=\"\",\"\",IF(COUNTIF(data!$C:$C,_xlfn.CONCAT(LK8,\"MW | \",ROUND(LK9,0),\"MW | \",LK10,\"MW\"))>0,_xlfn.CONCAT(LK8,\"MW | \",ROUND(LK9,0),\"MW | \",LK10,\"MW\"),\"INVALID SELECTION\"))","v":"850MW | 0MW | 125MW"},{"$f":"IF(_xlfn.CONCAT(LL7:LL10)=\"\",\"\",IF(COUNTIF(data!$C:$C,_xlfn.CONCAT(LL8,\"MW | \",ROUND(LL9,0),\"MW | \",LL10,\"MW\"))>0,_xlfn.CONCAT(LL8,\"MW | \",ROUND(LL9,0),\"MW | \",LL10,\"MW\"),\"INVALID SELECTION\"))","v":"850MW | 50MW | 125MW"},{"$f":"IF(_xlfn.CONCAT(LM7:LM10)=\"\",\"\",IF(COUNTIF(data!$C:$C,_xlfn.CONCAT(LM8,\"MW | \",ROUND(LM9,0),\"MW | \",LM10,\"MW\"))>0,_xlfn.CONCAT(LM8,\"MW | \",ROUND(LM9,0),\"MW | \",LM10,\"MW\"),\"INVALID SELECTION\"))","v":"850MW | 100MW | 125MW"},{"$f":"IF(_xlfn.CONCAT(LN7:LN10)=\"\",\"\",IF(COUNTIF(data!$C:$C,_xlfn.CONCAT(LN8,\"MW | \",ROUND(LN9,0),\"MW | \",LN10,\"MW\"))>0,_xlfn.CONCAT(LN8,\"MW | \",ROUND(LN9,0),\"MW | \",LN10,\"MW\"),\"INVALID SELECTION\"))","v":"850MW | 150MW | 125MW"},{"$f":"IF(_xlfn.CONCAT(LO7:LO10)=\"\",\"\",IF(COUNTIF(data!$C:$C,_xlfn.CONCAT(LO8,\"MW | \",ROUND(LO9,0),\"MW | \",LO10,\"MW\"))>0,_xlfn.CONCAT(LO8,\"MW | \",ROUND(LO9,0),\"MW | \",LO10,\"MW\"),\"INVALID SELECTION\"))","v":"850MW | 200MW | 125MW"},{"$f":"IF(_xlfn.CONCAT(LP7:LP10)=\"\",\"\",IF(COUNTIF(data!$C:$C,_xlfn.CONCAT(LP8,\"MW | \",ROUND(LP9,0),\"MW | \",LP10,\"MW\"))>0,_xlfn.CONCAT(LP8,\"MW | \",ROUND(LP9,0),\"MW | \",LP10,\"MW\"),\"INVALID SELECTION\"))","v":"850MW | 250MW | 125MW"},{"$f":"IF(_xlfn.CONCAT(LQ7:LQ10)=\"\",\"\",IF(COUNTIF(data!$C:$C,_xlfn.CONCAT(LQ8,\"MW | \",ROUND(LQ9,0),\"MW | \",LQ10,\"MW\"))>0,_xlfn.CONCAT(LQ8,\"MW | \",ROUND(LQ9,0),\"MW | \",LQ10,\"MW\"),\"INVALID SELECTION\"))","v":"850MW | 300MW | 125MW"},{"$f":"IF(_xlfn.CONCAT(LR7:LR10)=\"\",\"\",IF(COUNTIF(data!$C:$C,_xlfn.CONCAT(LR8,\"MW | \",ROUND(LR9,0),\"MW | \",LR10,\"MW\"))>0,_xlfn.CONCAT(LR8,\"MW | \",ROUND(LR9,0),\"MW | \",LR10,\"MW\"),\"INVALID SELECTION\"))","v":"850MW | 350MW | 125MW"},{"$f":"IF(_xlfn.CONCAT(LS7:LS10)=\"\",\"\",IF(COUNTIF(data!$C:$C,_xlfn.CONCAT(LS8,\"MW | \",ROUND(LS9,0),\"MW | \",LS10,\"MW\"))>0,_xlfn.CONCAT(LS8,\"MW | \",ROUND(LS9,0),\"MW | \",LS10,\"MW\"),\"INVALID SELECTION\"))","v":"850MW | 400MW | 125MW"},{"$f":"IF(_xlfn.CONCAT(LT7:LT10)=\"\",\"\",IF(COUNTIF(data!$C:$C,_xlfn.CONCAT(LT8,\"MW | \",ROUND(LT9,0),\"MW | \",LT10,\"MW\"))>0,_xlfn.CONCAT(LT8,\"MW | \",ROUND(LT9,0),\"MW | \",LT10,\"MW\"),\"INVALID SELECTION\"))","v":"850MW | 450MW | 125MW"},{"$f":"IF(_xlfn.CONCAT(LU7:LU10)=\"\",\"\",IF(COUNTIF(data!$C:$C,_xlfn.CONCAT(LU8,\"MW | \",ROUND(LU9,0),\"MW | \",LU10,\"MW\"))>0,_xlfn.CONCAT(LU8,\"MW | \",ROUND(LU9,0),\"MW | \",LU10,\"MW\"),\"INVALID SELECTION\"))","v":"850MW | 500MW | 125MW"},{"$f":"IF(_xlfn.CONCAT(LV7:LV10)=\"\",\"\",IF(COUNTIF(data!$C:$C,_xlfn.CONCAT(LV8,\"MW | \",ROUND(LV9,0),\"MW | \",LV10,\"MW\"))>0,_xlfn.CONCAT(LV8,\"MW | \",ROUND(LV9,0),\"MW | \",LV10,\"MW\"),\"INVALID SELECTION\"))","v":"850MW | 550MW | 125MW"},{"$f":"IF(_xlfn.CONCAT(LW7:LW10)=\"\",\"\",IF(COUNTIF(data!$C:$C,_xlfn.CONCAT(LW8,\"MW | \",ROUND(LW9,0),\"MW | \",LW10,\"MW\"))>0,_xlfn.CONCAT(LW8,\"MW | \",ROUND(LW9,0),\"MW | \",LW10,\"MW\"),\"INVALID SELECTION\"))","v":"850MW | 600MW | 125MW"},{"$f":"IF(_xlfn.CONCAT(LX7:LX10)=\"\",\"\",IF(COUNTIF(data!$C:$C,_xlfn.CONCAT(LX8,\"MW | \",ROUND(LX9,0),\"MW | \",LX10,\"MW\"))>0,_xlfn.CONCAT(LX8,\"MW | \",ROUND(LX9,0),\"MW | \",LX10,\"MW\"),\"INVALID SELECTION\"))","v":"850MW | 650MW | 125MW"},{"$f":"IF(_xlfn.CONCAT(LY7:LY10)=\"\",\"\",IF(COUNTIF(data!$C:$C,_xlfn.CONCAT(LY8,\"MW | \",ROUND(LY9,0),\"MW | \",LY10,\"MW\"))>0,_xlfn.CONCAT(LY8,\"MW | \",ROUND(LY9,0),\"MW | \",LY10,\"MW\"),\"INVALID SELECTION\"))","v":"850MW | 700MW | 125MW"},{"$f":"IF(_xlfn.CONCAT(LZ7:LZ10)=\"\",\"\",IF(COUNTIF(data!$C:$C,_xlfn.CONCAT(LZ8,\"MW | \",ROUND(LZ9,0),\"MW | \",LZ10,\"MW\"))>0,_xlfn.CONCAT(LZ8,\"MW | \",ROUND(LZ9,0),\"MW | \",LZ10,\"MW\"),\"INVALID SELECTION\"))","v":"850MW | 750MW | 125MW"},{"$f":"IF(_xlfn.CONCAT(MA7:MA10)=\"\",\"\",IF(COUNTIF(data!$C:$C,_xlfn.CONCAT(MA8,\"MW | \",ROUND(MA9,0),\"MW | \",MA10,\"MW\"))>0,_xlfn.CONCAT(MA8,\"MW | \",ROUND(MA9,0),\"MW | \",MA10,\"MW\"),\"INVALID SELECTION\"))","v":"850MW | 800MW | 125MW"},{"$f":"IF(_xlfn.CONCAT(MB7:MB10)=\"\",\"\",IF(COUNTIF(data!$C:$C,_xlfn.CONCAT(MB8,\"MW | \",ROUND(MB9,0),\"MW | \",MB10,\"MW\"))>0,_xlfn.CONCAT(MB8,\"MW | \",ROUND(MB9,0),\"MW | \",MB10,\"MW\"),\"INVALID SELECTION\"))","v":"850MW | 850MW | 125MW"},{"$f":"IF(_xlfn.CONCAT(MC7:MC10)=\"\",\"\",IF(COUNTIF(data!$C:$C,_xlfn.CONCAT(MC8,\"MW | \",ROUND(MC9,0),\"MW | \",MC10,\"MW\"))>0,_xlfn.CONCAT(MC8,\"MW | \",ROUND(MC9,0),\"MW | \",MC10,\"MW\"),\"INVALID SELECTION\"))","v":"850MW | 900MW | 125MW"},{"$f":"IF(_xlfn.CONCAT(MD7:MD10)=\"\",\"\",IF(COUNTIF(data!$C:$C,_xlfn.CONCAT(MD8,\"MW | \",ROUND(MD9,0),\"MW | \",MD10,\"MW\"))>0,_xlfn.CONCAT(MD8,\"MW | \",ROUND(MD9,0),\"MW | \",MD10,\"MW\"),\"INVALID SELECTION\"))","v":"850MW | 950MW | 125MW"},{"$f":"IF(_xlfn.CONCAT(ME7:ME10)=\"\",\"\",IF(COUNTIF(data!$C:$C,_xlfn.CONCAT(ME8,\"MW | \",ROUND(ME9,0),\"MW | \",ME10,\"MW\"))>0,_xlfn.CONCAT(ME8,\"MW | \",ROUND(ME9,0),\"MW | \",ME10,\"MW\"),\"INVALID SELECTION\"))","v":"850MW | 1000MW | 125MW"},{"$f":"IF(_xlfn.CONCAT(MF7:MF10)=\"\",\"\",IF(COUNTIF(data!$C:$C,_xlfn.CONCAT(MF8,\"MW | \",ROUND(MF9,0),\"MW | \",MF10,\"MW\"))>0,_xlfn.CONCAT(MF8,\"MW | \",ROUND(MF9,0),\"MW | \",MF10,\"MW\"),\"INVALID SELECTION\"))","v":"900MW | 0MW | 125MW"},{"$f":"IF(_xlfn.CONCAT(MG7:MG10)=\"\",\"\",IF(COUNTIF(data!$C:$C,_xlfn.CONCAT(MG8,\"MW | \",ROUND(MG9,0),\"MW | \",MG10,\"MW\"))>0,_xlfn.CONCAT(MG8,\"MW | \",ROUND(MG9,0),\"MW | \",MG10,\"MW\"),\"INVALID SELECTION\"))","v":"900MW | 50MW | 125MW"},{"$f":"IF(_xlfn.CONCAT(MH7:MH10)=\"\",\"\",IF(COUNTIF(data!$C:$C,_xlfn.CONCAT(MH8,\"MW | \",ROUND(MH9,0),\"MW | \",MH10,\"MW\"))>0,_xlfn.CONCAT(MH8,\"MW | \",ROUND(MH9,0),\"MW | \",MH10,\"MW\"),\"INVALID SELECTION\"))","v":"900MW | 100MW | 125MW"},{"$f":"IF(_xlfn.CONCAT(MI7:MI10)=\"\",\"\",IF(COUNTIF(data!$C:$C,_xlfn.CONCAT(MI8,\"MW | \",ROUND(MI9,0),\"MW | \",MI10,\"MW\"))>0,_xlfn.CONCAT(MI8,\"MW | \",ROUND(MI9,0),\"MW | \",MI10,\"MW\"),\"INVALID SELECTION\"))","v":"900MW | 150MW | 125MW"},{"$f":"IF(_xlfn.CONCAT(MJ7:MJ10)=\"\",\"\",IF(COUNTIF(data!$C:$C,_xlfn.CONCAT(MJ8,\"MW | \",ROUND(MJ9,0),\"MW | \",MJ10,\"MW\"))>0,_xlfn.CONCAT(MJ8,\"MW | \",ROUND(MJ9,0),\"MW | \",MJ10,\"MW\"),\"INVALID SELECTION\"))","v":"900MW | 200MW | 125MW"},{"$f":"IF(_xlfn.CONCAT(MK7:MK10)=\"\",\"\",IF(COUNTIF(data!$C:$C,_xlfn.CONCAT(MK8,\"MW | \",ROUND(MK9,0),\"MW | \",MK10,\"MW\"))>0,_xlfn.CONCAT(MK8,\"MW | \",ROUND(MK9,0),\"MW | \",MK10,\"MW\"),\"INVALID SELECTION\"))","v":"900MW | 250MW | 125MW"},{"$f":"IF(_xlfn.CONCAT(ML7:ML10)=\"\",\"\",IF(COUNTIF(data!$C:$C,_xlfn.CONCAT(ML8,\"MW | \",ROUND(ML9,0),\"MW | \",ML10,\"MW\"))>0,_xlfn.CONCAT(ML8,\"MW | \",ROUND(ML9,0),\"MW | \",ML10,\"MW\"),\"INVALID SELECTION\"))","v":"900MW | 300MW | 125MW"},{"$f":"IF(_xlfn.CONCAT(MM7:MM10)=\"\",\"\",IF(COUNTIF(data!$C:$C,_xlfn.CONCAT(MM8,\"MW | \",ROUND(MM9,0),\"MW | \",MM10,\"MW\"))>0,_xlfn.CONCAT(MM8,\"MW | \",ROUND(MM9,0),\"MW | \",MM10,\"MW\"),\"INVALID SELECTION\"))","v":"900MW | 350MW | 125MW"},{"$f":"IF(_xlfn.CONCAT(MN7:MN10)=\"\",\"\",IF(COUNTIF(data!$C:$C,_xlfn.CONCAT(MN8,\"MW | \",ROUND(MN9,0),\"MW | \",MN10,\"MW\"))>0,_xlfn.CONCAT(MN8,\"MW | \",ROUND(MN9,0),\"MW | \",MN10,\"MW\"),\"INVALID SELECTION\"))","v":"900MW | 400MW | 125MW"},{"$f":"IF(_xlfn.CONCAT(MO7:MO10)=\"\",\"\",IF(COUNTIF(data!$C:$C,_xlfn.CONCAT(MO8,\"MW | \",ROUND(MO9,0),\"MW | \",MO10,\"MW\"))>0,_xlfn.CONCAT(MO8,\"MW | \",ROUND(MO9,0),\"MW | \",MO10,\"MW\"),\"INVALID SELECTION\"))","v":"900MW | 450MW | 125MW"},{"$f":"IF(_xlfn.CONCAT(MP7:MP10)=\"\",\"\",IF(COUNTIF(data!$C:$C,_xlfn.CONCAT(MP8,\"MW | \",ROUND(MP9,0),\"MW | \",MP10,\"MW\"))>0,_xlfn.CONCAT(MP8,\"MW | \",ROUND(MP9,0),\"MW | \",MP10,\"MW\"),\"INVALID SELECTION\"))","v":"900MW | 500MW | 125MW"},{"$f":"IF(_xlfn.CONCAT(MQ7:MQ10)=\"\",\"\",IF(COUNTIF(data!$C:$C,_xlfn.CONCAT(MQ8,\"MW | \",ROUND(MQ9,0),\"MW | \",MQ10,\"MW\"))>0,_xlfn.CONCAT(MQ8,\"MW | \",ROUND(MQ9,0),\"MW | \",MQ10,\"MW\"),\"INVALID SELECTION\"))","v":"900MW | 550MW | 125MW"},{"$f":"IF(_xlfn.CONCAT(MR7:MR10)=\"\",\"\",IF(COUNTIF(data!$C:$C,_xlfn.CONCAT(MR8,\"MW | \",ROUND(MR9,0),\"MW | \",MR10,\"MW\"))>0,_xlfn.CONCAT(MR8,\"MW | \",ROUND(MR9,0),\"MW | \",MR10,\"MW\"),\"INVALID SELECTION\"))","v":"900MW | 600MW | 125MW"},{"$f":"IF(_xlfn.CONCAT(MS7:MS10)=\"\",\"\",IF(COUNTIF(data!$C:$C,_xlfn.CONCAT(MS8,\"MW | \",ROUND(MS9,0),\"MW | \",MS10,\"MW\"))>0,_xlfn.CONCAT(MS8,\"MW | \",ROUND(MS9,0),\"MW | \",MS10,\"MW\"),\"INVALID SELECTION\"))","v":"900MW | 650MW | 125MW"},{"$f":"IF(_xlfn.CONCAT(MT7:MT10)=\"\",\"\",IF(COUNTIF(data!$C:$C,_xlfn.CONCAT(MT8,\"MW | \",ROUND(MT9,0),\"MW | \",MT10,\"MW\"))>0,_xlfn.CONCAT(MT8,\"MW | \",ROUND(MT9,0),\"MW | \",MT10,\"MW\"),\"INVALID SELECTION\"))","v":"900MW | 700MW | 125MW"},{"$f":"IF(_xlfn.CONCAT(MU7:MU10)=\"\",\"\",IF(COUNTIF(data!$C:$C,_xlfn.CONCAT(MU8,\"MW | \",ROUND(MU9,0),\"MW | \",MU10,\"MW\"))>0,_xlfn.CONCAT(MU8,\"MW | \",ROUND(MU9,0),\"MW | \",MU10,\"MW\"),\"INVALID SELECTION\"))","v":"900MW | 750MW | 125MW"},{"$f":"IF(_xlfn.CONCAT(MV7:MV10)=\"\",\"\",IF(COUNTIF(data!$C:$C,_xlfn.CONCAT(MV8,\"MW | \",ROUND(MV9,0),\"MW | \",MV10,\"MW\"))>0,_xlfn.CONCAT(MV8,\"MW | \",ROUND(MV9,0),\"MW | \",MV10,\"MW\"),\"INVALID SELECTION\"))","v":"900MW | 800MW | 125MW"},{"$f":"IF(_xlfn.CONCAT(MW7:MW10)=\"\",\"\",IF(COUNTIF(data!$C:$C,_xlfn.CONCAT(MW8,\"MW | \",ROUND(MW9,0),\"MW | \",MW10,\"MW\"))>0,_xlfn.CONCAT(MW8,\"MW | \",ROUND(MW9,0),\"MW | \",MW10,\"MW\"),\"INVALID SELECTION\"))","v":"900MW | 850MW | 125MW"},{"$f":"IF(_xlfn.CONCAT(MX7:MX10)=\"\",\"\",IF(COUNTIF(data!$C:$C,_xlfn.CONCAT(MX8,\"MW | \",ROUND(MX9,0),\"MW | \",MX10,\"MW\"))>0,_xlfn.CONCAT(MX8,\"MW | \",ROUND(MX9,0),\"MW | \",MX10,\"MW\"),\"INVALID SELECTION\"))","v":"900MW | 900MW | 125MW"},{"$f":"IF(_xlfn.CONCAT(MY7:MY10)=\"\",\"\",IF(COUNTIF(data!$C:$C,_xlfn.CONCAT(MY8,\"MW | \",ROUND(MY9,0),\"MW | \",MY10,\"MW\"))>0,_xlfn.CONCAT(MY8,\"MW | \",ROUND(MY9,0),\"MW | \",MY10,\"MW\"),\"INVALID SELECTION\"))","v":"900MW | 950MW | 125MW"},{"$f":"IF(_xlfn.CONCAT(MZ7:MZ10)=\"\",\"\",IF(COUNTIF(data!$C:$C,_xlfn.CONCAT(MZ8,\"MW | \",ROUND(MZ9,0),\"MW | \",MZ10,\"MW\"))>0,_xlfn.CONCAT(MZ8,\"MW | \",ROUND(MZ9,0),\"MW | \",MZ10,\"MW\"),\"INVALID SELECTION\"))","v":"900MW | 1000MW | 125MW"},{"$f":"IF(_xlfn.CONCAT(NA7:NA10)=\"\",\"\",IF(COUNTIF(data!$C:$C,_xlfn.CONCAT(NA8,\"MW | \",ROUND(NA9,0),\"MW | \",NA10,\"MW\"))>0,_xlfn.CONCAT(NA8,\"MW | \",ROUND(NA9,0),\"MW | \",NA10,\"MW\"),\"INVALID SELECTION\"))","v":"950MW | 0MW | 125MW"},{"$f":"IF(_xlfn.CONCAT(NB7:NB10)=\"\",\"\",IF(COUNTIF(data!$C:$C,_xlfn.CONCAT(NB8,\"MW | \",ROUND(NB9,0),\"MW | \",NB10,\"MW\"))>0,_xlfn.CONCAT(NB8,\"MW | \",ROUND(NB9,0),\"MW | \",NB10,\"MW\"),\"INVALID SELECTION\"))","v":"950MW | 50MW | 125MW"},{"$f":"IF(_xlfn.CONCAT(NC7:NC10)=\"\",\"\",IF(COUNTIF(data!$C:$C,_xlfn.CONCAT(NC8,\"MW | \",ROUND(NC9,0),\"MW | \",NC10,\"MW\"))>0,_xlfn.CONCAT(NC8,\"MW | \",ROUND(NC9,0),\"MW | \",NC10,\"MW\"),\"INVALID SELECTION\"))","v":"950MW | 100MW | 125MW"},{"$f":"IF(_xlfn.CONCAT(ND7:ND10)=\"\",\"\",IF(COUNTIF(data!$C:$C,_xlfn.CONCAT(ND8,\"MW | \",ROUND(ND9,0),\"MW | \",ND10,\"MW\"))>0,_xlfn.CONCAT(ND8,\"MW | \",ROUND(ND9,0),\"MW | \",ND10,\"MW\"),\"INVALID SELECTION\"))","v":"950MW | 150MW | 125MW"},{"$f":"IF(_xlfn.CONCAT(NE7:NE10)=\"\",\"\",IF(COUNTIF(data!$C:$C,_xlfn.CONCAT(NE8,\"MW | \",ROUND(NE9,0),\"MW | \",NE10,\"MW\"))>0,_xlfn.CONCAT(NE8,\"MW | \",ROUND(NE9,0),\"MW | \",NE10,\"MW\"),\"INVALID SELECTION\"))","v":"950MW | 200MW | 125MW"},{"$f":"IF(_xlfn.CONCAT(NF7:NF10)=\"\",\"\",IF(COUNTIF(data!$C:$C,_xlfn.CONCAT(NF8,\"MW | \",ROUND(NF9,0),\"MW | \",NF10,\"MW\"))>0,_xlfn.CONCAT(NF8,\"MW | \",ROUND(NF9,0),\"MW | \",NF10,\"MW\"),\"INVALID SELECTION\"))","v":"950MW | 250MW | 125MW"},{"$f":"IF(_xlfn.CONCAT(NG7:NG10)=\"\",\"\",IF(COUNTIF(data!$C:$C,_xlfn.CONCAT(NG8,\"MW | \",ROUND(NG9,0),\"MW | \",NG10,\"MW\"))>0,_xlfn.CONCAT(NG8,\"MW | \",ROUND(NG9,0),\"MW | \",NG10,\"MW\"),\"INVALID SELECTION\"))","v":"950MW | 300MW | 125MW"},{"$f":"IF(_xlfn.CONCAT(NH7:NH10)=\"\",\"\",IF(COUNTIF(data!$C:$C,_xlfn.CONCAT(NH8,\"MW | \",ROUND(NH9,0),\"MW | \",NH10,\"MW\"))>0,_xlfn.CONCAT(NH8,\"MW | \",ROUND(NH9,0),\"MW | \",NH10,\"MW\"),\"INVALID SELECTION\"))","v":"950MW | 350MW | 125MW"},{"$f":"IF(_xlfn.CONCAT(NI7:NI10)=\"\",\"\",IF(COUNTIF(data!$C:$C,_xlfn.CONCAT(NI8,\"MW | \",ROUND(NI9,0),\"MW | \",NI10,\"MW\"))>0,_xlfn.CONCAT(NI8,\"MW | \",ROUND(NI9,0),\"MW | \",NI10,\"MW\"),\"INVALID SELECTION\"))","v":"950MW | 400MW | 125MW"},{"$f":"IF(_xlfn.CONCAT(NJ7:NJ10)=\"\",\"\",IF(COUNTIF(data!$C:$C,_xlfn.CONCAT(NJ8,\"MW | \",ROUND(NJ9,0),\"MW | \",NJ10,\"MW\"))>0,_xlfn.CONCAT(NJ8,\"MW | \",ROUND(NJ9,0),\"MW | \",NJ10,\"MW\"),\"INVALID SELECTION\"))","v":"950MW | 450MW | 125MW"},{"$f":"IF(_xlfn.CONCAT(NK7:NK10)=\"\",\"\",IF(COUNTIF(data!$C:$C,_xlfn.CONCAT(NK8,\"MW | \",ROUND(NK9,0),\"MW | \",NK10,\"MW\"))>0,_xlfn.CONCAT(NK8,\"MW | \",ROUND(NK9,0),\"MW | \",NK10,\"MW\"),\"INVALID SELECTION\"))","v":"950MW | 500MW | 125MW"},{"$f":"IF(_xlfn.CONCAT(NL7:NL10)=\"\",\"\",IF(COUNTIF(data!$C:$C,_xlfn.CONCAT(NL8,\"MW | \",ROUND(NL9,0),\"MW | \",NL10,\"MW\"))>0,_xlfn.CONCAT(NL8,\"MW | \",ROUND(NL9,0),\"MW | \",NL10,\"MW\"),\"INVALID SELECTION\"))","v":"950MW | 550MW | 125MW"},{"$f":"IF(_xlfn.CONCAT(NM7:NM10)=\"\",\"\",IF(COUNTIF(data!$C:$C,_xlfn.CONCAT(NM8,\"MW | \",ROUND(NM9,0),\"MW | \",NM10,\"MW\"))>0,_xlfn.CONCAT(NM8,\"MW | \",ROUND(NM9,0),\"MW | \",NM10,\"MW\"),\"INVALID SELECTION\"))","v":"950MW | 600MW | 125MW"},{"$f":"IF(_xlfn.CONCAT(NN7:NN10)=\"\",\"\",IF(COUNTIF(data!$C:$C,_xlfn.CONCAT(NN8,\"MW | \",ROUND(NN9,0),\"MW | \",NN10,\"MW\"))>0,_xlfn.CONCAT(NN8,\"MW | \",ROUND(NN9,0),\"MW | \",NN10,\"MW\"),\"INVALID SELECTION\"))","v":"950MW | 650MW | 125MW"},{"$f":"IF(_xlfn.CONCAT(NO7:NO10)=\"\",\"\",IF(COUNTIF(data!$C:$C,_xlfn.CONCAT(NO8,\"MW | \",ROUND(NO9,0),\"MW | \",NO10,\"MW\"))>0,_xlfn.CONCAT(NO8,\"MW | \",ROUND(NO9,0),\"MW | \",NO10,\"MW\"),\"INVALID SELECTION\"))","v":"950MW | 700MW | 125MW"},{"$f":"IF(_xlfn.CONCAT(NP7:NP10)=\"\",\"\",IF(COUNTIF(data!$C:$C,_xlfn.CONCAT(NP8,\"MW | \",ROUND(NP9,0),\"MW | \",NP10,\"MW\"))>0,_xlfn.CONCAT(NP8,\"MW | \",ROUND(NP9,0),\"MW | \",NP10,\"MW\"),\"INVALID SELECTION\"))","v":"950MW | 750MW | 125MW"},{"$f":"IF(_xlfn.CONCAT(NQ7:NQ10)=\"\",\"\",IF(COUNTIF(data!$C:$C,_xlfn.CONCAT(NQ8,\"MW | \",ROUND(NQ9,0),\"MW | \",NQ10,\"MW\"))>0,_xlfn.CONCAT(NQ8,\"MW | \",ROUND(NQ9,0),\"MW | \",NQ10,\"MW\"),\"INVALID SELECTION\"))","v":"950MW | 800MW | 125MW"},{"$f":"IF(_xlfn.CONCAT(NR7:NR10)=\"\",\"\",IF(COUNTIF(data!$C:$C,_xlfn.CONCAT(NR8,\"MW | \",ROUND(NR9,0),\"MW | \",NR10,\"MW\"))>0,_xlfn.CONCAT(NR8,\"MW | \",ROUND(NR9,0),\"MW | \",NR10,\"MW\"),\"INVALID SELECTION\"))","v":"950MW | 850MW | 125MW"},{"$f":"IF(_xlfn.CONCAT(NS7:NS10)=\"\",\"\",IF(COUNTIF(data!$C:$C,_xlfn.CONCAT(NS8,\"MW | \",ROUND(NS9,0),\"MW | \",NS10,\"MW\"))>0,_xlfn.CONCAT(NS8,\"MW | \",ROUND(NS9,0),\"MW | \",NS10,\"MW\"),\"INVALID SELECTION\"))","v":"950MW | 900MW | 125MW"},{"$f":"IF(_xlfn.CONCAT(NT7:NT10)=\"\",\"\",IF(COUNTIF(data!$C:$C,_xlfn.CONCAT(NT8,\"MW | \",ROUND(NT9,0),\"MW | \",NT10,\"MW\"))>0,_xlfn.CONCAT(NT8,\"MW | \",ROUND(NT9,0),\"MW | \",NT10,\"MW\"),\"INVALID SELECTION\"))","v":"950MW | 950MW | 125MW"},{"$f":"IF(_xlfn.CONCAT(NU7:NU10)=\"\",\"\",IF(COUNTIF(data!$C:$C,_xlfn.CONCAT(NU8,\"MW | \",ROUND(NU9,0),\"MW | \",NU10,\"MW\"))>0,_xlfn.CONCAT(NU8,\"MW | \",ROUND(NU9,0),\"MW | \",NU10,\"MW\"),\"INVALID SELECTION\"))","v":"950MW | 1000MW | 125MW"},{"$f":"IF(_xlfn.CONCAT(NV7:NV10)=\"\",\"\",IF(COUNTIF(data!$C:$C,_xlfn.CONCAT(NV8,\"MW | \",ROUND(NV9,0),\"MW | \",NV10,\"MW\"))>0,_xlfn.CONCAT(NV8,\"MW | \",ROUND(NV9,0),\"MW | \",NV10,\"MW\"),\"INVALID SELECTION\"))","v":"1000MW | 0MW | 125MW"},{"$f":"IF(_xlfn.CONCAT(NW7:NW10)=\"\",\"\",IF(COUNTIF(data!$C:$C,_xlfn.CONCAT(NW8,\"MW | \",ROUND(NW9,0),\"MW | \",NW10,\"MW\"))>0,_xlfn.CONCAT(NW8,\"MW | \",ROUND(NW9,0),\"MW | \",NW10,\"MW\"),\"INVALID SELECTION\"))","v":"1000MW | 50MW | 125MW"},{"$f":"IF(_xlfn.CONCAT(NX7:NX10)=\"\",\"\",IF(COUNTIF(data!$C:$C,_xlfn.CONCAT(NX8,\"MW | \",ROUND(NX9,0),\"MW | \",NX10,\"MW\"))>0,_xlfn.CONCAT(NX8,\"MW | \",ROUND(NX9,0),\"MW | \",NX10,\"MW\"),\"INVALID SELECTION\"))","v":"1000MW | 100MW | 125MW"},{"$f":"IF(_xlfn.CONCAT(NY7:NY10)=\"\",\"\",IF(COUNTIF(data!$C:$C,_xlfn.CONCAT(NY8,\"MW | \",ROUND(NY9,0),\"MW | \",NY10,\"MW\"))>0,_xlfn.CONCAT(NY8,\"MW | \",ROUND(NY9,0),\"MW | \",NY10,\"MW\"),\"INVALID SELECTION\"))","v":"1000MW | 150MW | 125MW"},{"$f":"IF(_xlfn.CONCAT(NZ7:NZ10)=\"\",\"\",IF(COUNTIF(data!$C:$C,_xlfn.CONCAT(NZ8,\"MW | \",ROUND(NZ9,0),\"MW | \",NZ10,\"MW\"))>0,_xlfn.CONCAT(NZ8,\"MW | \",ROUND(NZ9,0),\"MW | \",NZ10,\"MW\"),\"INVALID SELECTION\"))","v":"1000MW | 200MW | 125MW"},{"$f":"IF(_xlfn.CONCAT(OA7:OA10)=\"\",\"\",IF(COUNTIF(data!$C:$C,_xlfn.CONCAT(OA8,\"MW | \",ROUND(OA9,0),\"MW | \",OA10,\"MW\"))>0,_xlfn.CONCAT(OA8,\"MW | \",ROUND(OA9,0),\"MW | \",OA10,\"MW\"),\"INVALID SELECTION\"))","v":"1000MW | 250MW | 125MW"},{"$f":"IF(_xlfn.CONCAT(OB7:OB10)=\"\",\"\",IF(COUNTIF(data!$C:$C,_xlfn.CONCAT(OB8,\"MW | \",ROUND(OB9,0),\"MW | \",OB10,\"MW\"))>0,_xlfn.CONCAT(OB8,\"MW | \",ROUND(OB9,0),\"MW | \",OB10,\"MW\"),\"INVALID SELECTION\"))","v":"1000MW | 300MW | 125MW"},{"$f":"IF(_xlfn.CONCAT(OC7:OC10)=\"\",\"\",IF(COUNTIF(data!$C:$C,_xlfn.CONCAT(OC8,\"MW | \",ROUND(OC9,0),\"MW | \",OC10,\"MW\"))>0,_xlfn.CONCAT(OC8,\"MW | \",ROUND(OC9,0),\"MW | \",OC10,\"MW\"),\"INVALID SELECTION\"))","v":"1000MW | 350MW | 125MW"},{"$f":"IF(_xlfn.CONCAT(OD7:OD10)=\"\",\"\",IF(COUNTIF(data!$C:$C,_xlfn.CONCAT(OD8,\"MW | \",ROUND(OD9,0),\"MW | \",OD10,\"MW\"))>0,_xlfn.CONCAT(OD8,\"MW | \",ROUND(OD9,0),\"MW | \",OD10,\"MW\"),\"INVALID SELECTION\"))","v":"1000MW | 400MW | 125MW"},{"$f":"IF(_xlfn.CONCAT(OE7:OE10)=\"\",\"\",IF(COUNTIF(data!$C:$C,_xlfn.CONCAT(OE8,\"MW | \",ROUND(OE9,0),\"MW | \",OE10,\"MW\"))>0,_xlfn.CONCAT(OE8,\"MW | \",ROUND(OE9,0),\"MW | \",OE10,\"MW\"),\"INVALID SELECTION\"))","v":"1000MW | 450MW | 125MW"},{"$f":"IF(_xlfn.CONCAT(OF7:OF10)=\"\",\"\",IF(COUNTIF(data!$C:$C,_xlfn.CONCAT(OF8,\"MW | \",ROUND(OF9,0),\"MW | \",OF10,\"MW\"))>0,_xlfn.CONCAT(OF8,\"MW | \",ROUND(OF9,0),\"MW | \",OF10,\"MW\"),\"INVALID SELECTION\"))","v":"1000MW | 500MW | 125MW"},{"$f":"IF(_xlfn.CONCAT(OG7:OG10)=\"\",\"\",IF(COUNTIF(data!$C:$C,_xlfn.CONCAT(OG8,\"MW | \",ROUND(OG9,0),\"MW | \",OG10,\"MW\"))>0,_xlfn.CONCAT(OG8,\"MW | \",ROUND(OG9,0),\"MW | \",OG10,\"MW\"),\"INVALID SELECTION\"))","v":"1000MW | 550MW | 125MW"},{"$f":"IF(_xlfn.CONCAT(OH7:OH10)=\"\",\"\",IF(COUNTIF(data!$C:$C,_xlfn.CONCAT(OH8,\"MW | \",ROUND(OH9,0),\"MW | \",OH10,\"MW\"))>0,_xlfn.CONCAT(OH8,\"MW | \",ROUND(OH9,0),\"MW | \",OH10,\"MW\"),\"INVALID SELECTION\"))","v":"1000MW | 600MW | 125MW"},{"$f":"IF(_xlfn.CONCAT(OI7:OI10)=\"\",\"\",IF(COUNTIF(data!$C:$C,_xlfn.CONCAT(OI8,\"MW | \",ROUND(OI9,0),\"MW | \",OI10,\"MW\"))>0,_xlfn.CONCAT(OI8,\"MW | \",ROUND(OI9,0),\"MW | \",OI10,\"MW\"),\"INVALID SELECTION\"))","v":"1000MW | 650MW | 125MW"},{"$f":"IF(_xlfn.CONCAT(OJ7:OJ10)=\"\",\"\",IF(COUNTIF(data!$C:$C,_xlfn.CONCAT(OJ8,\"MW | \",ROUND(OJ9,0),\"MW | \",OJ10,\"MW\"))>0,_xlfn.CONCAT(OJ8,\"MW | \",ROUND(OJ9,0),\"MW | \",OJ10,\"MW\"),\"INVALID SELECTION\"))","v":"1000MW | 700MW | 125MW"},{"$f":"IF(_xlfn.CONCAT(OK7:OK10)=\"\",\"\",IF(COUNTIF(data!$C:$C,_xlfn.CONCAT(OK8,\"MW | \",ROUND(OK9,0),\"MW | \",OK10,\"MW\"))>0,_xlfn.CONCAT(OK8,\"MW | \",ROUND(OK9,0),\"MW | \",OK10,\"MW\"),\"INVALID SELECTION\"))","v":"1000MW | 750MW | 125MW"},{"$f":"IF(_xlfn.CONCAT(OL7:OL10)=\"\",\"\",IF(COUNTIF(data!$C:$C,_xlfn.CONCAT(OL8,\"MW | \",ROUND(OL9,0),\"MW | \",OL10,\"MW\"))>0,_xlfn.CONCAT(OL8,\"MW | \",ROUND(OL9,0),\"MW | \",OL10,\"MW\"),\"INVALID SELECTION\"))","v":"1000MW | 800MW | 125MW"},{"$f":"IF(_xlfn.CONCAT(OM7:OM10)=\"\",\"\",IF(COUNTIF(data!$C:$C,_xlfn.CONCAT(OM8,\"MW | \",ROUND(OM9,0),\"MW | \",OM10,\"MW\"))>0,_xlfn.CONCAT(OM8,\"MW | \",ROUND(OM9,0),\"MW | \",OM10,\"MW\"),\"INVALID SELECTION\"))","v":"1000MW | 850MW | 125MW"},{"$f":"IF(_xlfn.CONCAT(ON7:ON10)=\"\",\"\",IF(COUNTIF(data!$C:$C,_xlfn.CONCAT(ON8,\"MW | \",ROUND(ON9,0),\"MW | \",ON10,\"MW\"))>0,_xlfn.CONCAT(ON8,\"MW | \",ROUND(ON9,0),\"MW | \",ON10,\"MW\"),\"INVALID SELECTION\"))","v":"1000MW | 900MW | 125MW"},{"$f":"IF(_xlfn.CONCAT(OO7:OO10)=\"\",\"\",IF(COUNTIF(data!$C:$C,_xlfn.CONCAT(OO8,\"MW | \",ROUND(OO9,0),\"MW | \",OO10,\"MW\"))>0,_xlfn.CONCAT(OO8,\"MW | \",ROUND(OO9,0),\"MW | \",OO10,\"MW\"),\"INVALID SELECTION\"))","v":"1000MW | 950MW | 125MW"},{"$f":"IF(_xlfn.CONCAT(OP7:OP10)=\"\",\"\",IF(COUNTIF(data!$C:$C,_xlfn.CONCAT(OP8,\"MW | \",ROUND(OP9,0),\"MW | \",OP10,\"MW\"))>0,_xlfn.CONCAT(OP8,\"MW | \",ROUND(OP9,0),\"MW | \",OP10,\"MW\"),\"INVALID SELECTION\"))","v":"1000MW | 1000MW | 125MW"}]
[null,null,null,null,{"$f":"IF(irr_check=\"PASS\",\"\",INDEX($F$33:$OP$33,MATCH(current_case_ID,$F$34:$OP$34,0)))","v":""},{"$f":"IF(COUNTBLANK(F7:F11)+COUNTBLANK(F13:F17)+COUNTBLANK(F19:F29)>0,\"MISSING INPUTS\",IF(F34=F35,\"\",\"NEEDS RECALC\"))","v":""},"","","","","","","","","","","","","","","","","","","","","","","","","","","","","","","","","","","","","","","","","","","","","","","","","","","","","","","","","","","","","","","",{"$f":"IF(COUNTBLANK(BR7:BR11)+COUNTBLANK(BR13:BR17)+COUNTBLANK(BR19:BR29)>0,\"MISSING INPUTS\",IF(BR34=BR35,\"\",\"NEEDS RECALC\"))","v":""},"","","","","","","","","","","","","","","","","","","","","","","","","","","","","","","","","","","","","","","","","","","","","","","","","","","","","","","","","","","","","","","",{"$f":"IF(COUNTBLANK(ED7:ED11)+COUNTBLANK(ED13:ED17)+COUNTBLANK(ED19:ED29)>0,\"MISSING INPUTS\",IF(ED34=ED35,\"\",\"NEEDS RECALC\"))","v":""},"","","","","","","","","","","","","","","","","","","","","","","","","","","","","","","","","","","","","","","","","","","","","","","","","","","","","","","","","","","","","","","",{"$f":"IF(COUNTBLANK(GP7:GP11)+COUNTBLANK(GP13:GP17)+COUNTBLANK(GP19:GP29)>0,\"MISSING INPUTS\",IF(GP34=GP35,\"\",\"NEEDS RECALC\"))","v":""},"","","","","","","","","","","","","","","","","","","","","","","","","","","","","","","","","","","","","","","","","","","","","","","","","","","","","","","",{"$f":"IF(COUNTBLANK(IT7:IT11)+COUNTBLANK(IT13:IT17)+COUNTBLANK(IT19:IT29)>0,\"MISSING INPUTS\",IF(IT34=IT35,\"\",\"NEEDS RECALC\"))","v":""},{"$f":"IF(COUNTBLANK(IU7:IU11)+COUNTBLANK(IU13:IU17)+COUNTBLANK(IU19:IU29)>0,\"MISSING INPUTS\",IF(IU34=IU35,\"\",\"NEEDS RECALC\"))","v":""},{"$f":"IF(COUNTBLANK(IV7:IV11)+COUNTBLANK(IV13:IV17)+COUNTBLANK(IV19:IV29)>0,\"MISSING INPUTS\",IF(IV34=IV35,\"\",\"NEEDS RECALC\"))","v":""},{"$f":"IF(COUNTBLANK(IW7:IW11)+COUNTBLANK(IW13:IW17)+COUNTBLANK(IW19:IW29)>0,\"MISSING INPUTS\",IF(IW34=IW35,\"\",\"NEEDS RECALC\"))","v":""},{"$f":"IF(COUNTBLANK(IX7:IX11)+COUNTBLANK(IX13:IX17)+COUNTBLANK(IX19:IX29)>0,\"MISSING INPUTS\",IF(IX34=IX35,\"\",\"NEEDS RECALC\"))","v":""},{"$f":"IF(COUNTBLANK(IY7:IY11)+COUNTBLANK(IY13:IY17)+COUNTBLANK(IY19:IY29)>0,\"MISSING INPUTS\",IF(IY34=IY35,\"\",\"NEEDS RECALC\"))","v":""},{"$f":"IF(COUNTBLANK(IZ7:IZ11)+COUNTBLANK(IZ13:IZ17)+COUNTBLANK(IZ19:IZ29)>0,\"MISSING INPUTS\",IF(IZ34=IZ35,\"\",\"NEEDS RECALC\"))","v":""},{"$f":"IF(COUNTBLANK(JA7:JA11)+COUNTBLANK(JA13:JA17)+COUNTBLANK(JA19:JA29)>0,\"MISSING INPUTS\",IF(JA34=JA35,\"\",\"NEEDS RECALC\"))","v":""},{"$f":"IF(COUNTBLANK(JB7:JB11)+COUNTBLANK(JB13:JB17)+COUNTBLANK(JB19:JB29)>0,\"MISSING INPUTS\",IF(JB34=JB35,\"\",\"NEEDS RECALC\"))","v":""},{"$f":"IF(COUNTBLANK(JC7:JC11)+COUNTBLANK(JC13:JC17)+COUNTBLANK(JC19:JC29)>0,\"MISSING INPUTS\",IF(JC34=JC35,\"\",\"NEEDS RECALC\"))","v":""},{"$f":"IF(COUNTBLANK(JD7:JD11)+COUNTBLANK(JD13:JD17)+COUNTBLANK(JD19:JD29)>0,\"MISSING INPUTS\",IF(JD34=JD35,\"\",\"NEEDS RECALC\"))","v":""},{"$f":"IF(COUNTBLANK(JE7:JE11)+COUNTBLANK(JE13:JE17)+COUNTBLANK(JE19:JE29)>0,\"MISSING INPUTS\",IF(JE34=JE35,\"\",\"NEEDS RECALC\"))","v":""},{"$f":"IF(COUNTBLANK(JF7:JF11)+COUNTBLANK(JF13:JF17)+COUNTBLANK(JF19:JF29)>0,\"MISSING INPUTS\",IF(JF34=JF35,\"\",\"NEEDS RECALC\"))","v":""},{"$f":"IF(COUNTBLANK(JG7:JG11)+COUNTBLANK(JG13:JG17)+COUNTBLANK(JG19:JG29)>0,\"MISSING INPUTS\",IF(JG34=JG35,\"\",\"NEEDS RECALC\"))","v":""},{"$f":"IF(COUNTBLANK(JH7:JH11)+COUNTBLANK(JH13:JH17)+COUNTBLANK(JH19:JH29)>0,\"MISSING INPUTS\",IF(JH34=JH35,\"\",\"NEEDS RECALC\"))","v":""},{"$f":"IF(COUNTBLANK(JI7:JI11)+COUNTBLANK(JI13:JI17)+COUNTBLANK(JI19:JI29)>0,\"MISSING INPUTS\",IF(JI34=JI35,\"\",\"NEEDS RECALC\"))","v":""},{"$f":"IF(COUNTBLANK(JJ7:JJ11)+COUNTBLANK(JJ13:JJ17)+COUNTBLANK(JJ19:JJ29)>0,\"MISSING INPUTS\",IF(JJ34=JJ35,\"\",\"NEEDS RECALC\"))","v":""},{"$f":"IF(COUNTBLANK(JK7:JK11)+COUNTBLANK(JK13:JK17)+COUNTBLANK(JK19:JK29)>0,\"MISSING INPUTS\",IF(JK34=JK35,\"\",\"NEEDS RECALC\"))","v":""},{"$f":"IF(COUNTBLANK(JL7:JL11)+COUNTBLANK(JL13:JL17)+COUNTBLANK(JL19:JL29)>0,\"MISSING INPUTS\",IF(JL34=JL35,\"\",\"NEEDS RECALC\"))","v":""},{"$f":"IF(COUNTBLANK(JM7:JM11)+COUNTBLANK(JM13:JM17)+COUNTBLANK(JM19:JM29)>0,\"MISSING INPUTS\",IF(JM34=JM35,\"\",\"NEEDS RECALC\"))","v":""},{"$f":"IF(COUNTBLANK(JN7:JN11)+COUNTBLANK(JN13:JN17)+COUNTBLANK(JN19:JN29)>0,\"MISSING INPUTS\",IF(JN34=JN35,\"\",\"NEEDS RECALC\"))","v":""},{"$f":"IF(COUNTBLANK(JO7:JO11)+COUNTBLANK(JO13:JO17)+COUNTBLANK(JO19:JO29)>0,\"MISSING INPUTS\",IF(JO34=JO35,\"\",\"NEEDS RECALC\"))","v":""},{"$f":"IF(COUNTBLANK(JP7:JP11)+COUNTBLANK(JP13:JP17)+COUNTBLANK(JP19:JP29)>0,\"MISSING INPUTS\",IF(JP34=JP35,\"\",\"NEEDS RECALC\"))","v":""},{"$f":"IF(COUNTBLANK(JQ7:JQ11)+COUNTBLANK(JQ13:JQ17)+COUNTBLANK(JQ19:JQ29)>0,\"MISSING INPUTS\",IF(JQ34=JQ35,\"\",\"NEEDS RECALC\"))","v":""},{"$f":"IF(COUNTBLANK(JR7:JR11)+COUNTBLANK(JR13:JR17)+COUNTBLANK(JR19:JR29)>0,\"MISSING INPUTS\",IF(JR34=JR35,\"\",\"NEEDS RECALC\"))","v":""},{"$f":"IF(COUNTBLANK(JS7:JS11)+COUNTBLANK(JS13:JS17)+COUNTBLANK(JS19:JS29)>0,\"MISSING INPUTS\",IF(JS34=JS35,\"\",\"NEEDS RECALC\"))","v":""},{"$f":"IF(COUNTBLANK(JT7:JT11)+COUNTBLANK(JT13:JT17)+COUNTBLANK(JT19:JT29)>0,\"MISSING INPUTS\",IF(JT34=JT35,\"\",\"NEEDS RECALC\"))","v":""},{"$f":"IF(COUNTBLANK(JU7:JU11)+COUNTBLANK(JU13:JU17)+COUNTBLANK(JU19:JU29)>0,\"MISSING INPUTS\",IF(JU34=JU35,\"\",\"NEEDS RECALC\"))","v":""},{"$f":"IF(COUNTBLANK(JV7:JV11)+COUNTBLANK(JV13:JV17)+COUNTBLANK(JV19:JV29)>0,\"MISSING INPUTS\",IF(JV34=JV35,\"\",\"NEEDS RECALC\"))","v":""},{"$f":"IF(COUNTBLANK(JW7:JW11)+COUNTBLANK(JW13:JW17)+COUNTBLANK(JW19:JW29)>0,\"MISSING INPUTS\",IF(JW34=JW35,\"\",\"NEEDS RECALC\"))","v":""},{"$f":"IF(COUNTBLANK(JX7:JX11)+COUNTBLANK(JX13:JX17)+COUNTBLANK(JX19:JX29)>0,\"MISSING INPUTS\",IF(JX34=JX35,\"\",\"NEEDS RECALC\"))","v":""},{"$f":"IF(COUNTBLANK(JY7:JY11)+COUNTBLANK(JY13:JY17)+COUNTBLANK(JY19:JY29)>0,\"MISSING INPUTS\",IF(JY34=JY35,\"\",\"NEEDS RECALC\"))","v":""},{"$f":"IF(COUNTBLANK(JZ7:JZ11)+COUNTBLANK(JZ13:JZ17)+COUNTBLANK(JZ19:JZ29)>0,\"MISSING INPUTS\",IF(JZ34=JZ35,\"\",\"NEEDS RECALC\"))","v":""},{"$f":"IF(COUNTBLANK(KA7:KA11)+COUNTBLANK(KA13:KA17)+COUNTBLANK(KA19:KA29)>0,\"MISSING INPUTS\",IF(KA34=KA35,\"\",\"NEEDS RECALC\"))","v":""},{"$f":"IF(COUNTBLANK(KB7:KB11)+COUNTBLANK(KB13:KB17)+COUNTBLANK(KB19:KB29)>0,\"MISSING INPUTS\",IF(KB34=KB35,\"\",\"NEEDS RECALC\"))","v":""},{"$f":"IF(COUNTBLANK(KC7:KC11)+COUNTBLANK(KC13:KC17)+COUNTBLANK(KC19:KC29)>0,\"MISSING INPUTS\",IF(KC34=KC35,\"\",\"NEEDS RECALC\"))","v":""},{"$f":"IF(COUNTBLANK(KD7:KD11)+COUNTBLANK(KD13:KD17)+COUNTBLANK(KD19:KD29)>0,\"MISSING INPUTS\",IF(KD34=KD35,\"\",\"NEEDS RECALC\"))","v":""},{"$f":"IF(COUNTBLANK(KE7:KE11)+COUNTBLANK(KE13:KE17)+COUNTBLANK(KE19:KE29)>0,\"MISSING INPUTS\",IF(KE34=KE35,\"\",\"NEEDS RECALC\"))","v":""},{"$f":"IF(COUNTBLANK(KF7:KF11)+COUNTBLANK(KF13:KF17)+COUNTBLANK(KF19:KF29)>0,\"MISSING INPUTS\",IF(KF34=KF35,\"\",\"NEEDS RECALC\"))","v":""},{"$f":"IF(COUNTBLANK(KG7:KG11)+COUNTBLANK(KG13:KG17)+COUNTBLANK(KG19:KG29)>0,\"MISSING INPUTS\",IF(KG34=KG35,\"\",\"NEEDS RECALC\"))","v":""},{"$f":"IF(COUNTBLANK(KH7:KH11)+COUNTBLANK(KH13:KH17)+COUNTBLANK(KH19:KH29)>0,\"MISSING INPUTS\",IF(KH34=KH35,\"\",\"NEEDS RECALC\"))","v":""},{"$f":"IF(COUNTBLANK(KI7:KI11)+COUNTBLANK(KI13:KI17)+COUNTBLANK(KI19:KI29)>0,\"MISSING INPUTS\",IF(KI34=KI35,\"\",\"NEEDS RECALC\"))","v":""},{"$f":"IF(COUNTBLANK(KJ7:KJ11)+COUNTBLANK(KJ13:KJ17)+COUNTBLANK(KJ19:KJ29)>0,\"MISSING INPUTS\",IF(KJ34=KJ35,\"\",\"NEEDS RECALC\"))","v":""},{"$f":"IF(COUNTBLANK(KK7:KK11)+COUNTBLANK(KK13:KK17)+COUNTBLANK(KK19:KK29)>0,\"MISSING INPUTS\",IF(KK34=KK35,\"\",\"NEEDS RECALC\"))","v":""},{"$f":"IF(COUNTBLANK(KL7:KL11)+COUNTBLANK(KL13:KL17)+COUNTBLANK(KL19:KL29)>0,\"MISSING INPUTS\",IF(KL34=KL35,\"\",\"NEEDS RECALC\"))","v":""},{"$f":"IF(COUNTBLANK(KM7:KM11)+COUNTBLANK(KM13:KM17)+COUNTBLANK(KM19:KM29)>0,\"MISSING INPUTS\",IF(KM34=KM35,\"\",\"NEEDS RECALC\"))","v":""},{"$f":"IF(COUNTBLANK(KN7:KN11)+COUNTBLANK(KN13:KN17)+COUNTBLANK(KN19:KN29)>0,\"MISSING INPUTS\",IF(KN34=KN35,\"\",\"NEEDS RECALC\"))","v":""},{"$f":"IF(COUNTBLANK(KO7:KO11)+COUNTBLANK(KO13:KO17)+COUNTBLANK(KO19:KO29)>0,\"MISSING INPUTS\",IF(KO34=KO35,\"\",\"NEEDS RECALC\"))","v":""},{"$f":"IF(COUNTBLANK(KP7:KP11)+COUNTBLANK(KP13:KP17)+COUNTBLANK(KP19:KP29)>0,\"MISSING INPUTS\",IF(KP34=KP35,\"\",\"NEEDS RECALC\"))","v":""},{"$f":"IF(COUNTBLANK(KQ7:KQ11)+COUNTBLANK(KQ13:KQ17)+COUNTBLANK(KQ19:KQ29)>0,\"MISSING INPUTS\",IF(KQ34=KQ35,\"\",\"NEEDS RECALC\"))","v":""},{"$f":"IF(COUNTBLANK(KR7:KR11)+COUNTBLANK(KR13:KR17)+COUNTBLANK(KR19:KR29)>0,\"MISSING INPUTS\",IF(KR34=KR35,\"\",\"NEEDS RECALC\"))","v":""},{"$f":"IF(COUNTBLANK(KS7:KS11)+COUNTBLANK(KS13:KS17)+COUNTBLANK(KS19:KS29)>0,\"MISSING INPUTS\",IF(KS34=KS35,\"\",\"NEEDS RECALC\"))","v":""},{"$f":"IF(COUNTBLANK(KT7:KT11)+COUNTBLANK(KT13:KT17)+COUNTBLANK(KT19:KT29)>0,\"MISSING INPUTS\",IF(KT34=KT35,\"\",\"NEEDS RECALC\"))","v":""},{"$f":"IF(COUNTBLANK(KU7:KU11)+COUNTBLANK(KU13:KU17)+COUNTBLANK(KU19:KU29)>0,\"MISSING INPUTS\",IF(KU34=KU35,\"\",\"NEEDS RECALC\"))","v":""},{"$f":"IF(COUNTBLANK(KV7:KV11)+COUNTBLANK(KV13:KV17)+COUNTBLANK(KV19:KV29)>0,\"MISSING INPUTS\",IF(KV34=KV35,\"\",\"NEEDS RECALC\"))","v":""},{"$f":"IF(COUNTBLANK(KW7:KW11)+COUNTBLANK(KW13:KW17)+COUNTBLANK(KW19:KW29)>0,\"MISSING INPUTS\",IF(KW34=KW35,\"\",\"NEEDS RECALC\"))","v":""},{"$f":"IF(COUNTBLANK(KX7:KX11)+COUNTBLANK(KX13:KX17)+COUNTBLANK(KX19:KX29)>0,\"MISSING INPUTS\",IF(KX34=KX35,\"\",\"NEEDS RECALC\"))","v":""},{"$f":"IF(COUNTBLANK(KY7:KY11)+COUNTBLANK(KY13:KY17)+COUNTBLANK(KY19:KY29)>0,\"MISSING INPUTS\",IF(KY34=KY35,\"\",\"NEEDS RECALC\"))","v":""},{"$f":"IF(COUNTBLANK(KZ7:KZ11)+COUNTBLANK(KZ13:KZ17)+COUNTBLANK(KZ19:KZ29)>0,\"MISSING INPUTS\",IF(KZ34=KZ35,\"\",\"NEEDS RECALC\"))","v":""},{"$f":"IF(COUNTBLANK(LA7:LA11)+COUNTBLANK(LA13:LA17)+COUNTBLANK(LA19:LA29)>0,\"MISSING INPUTS\",IF(LA34=LA35,\"\",\"NEEDS RECALC\"))","v":""},{"$f":"IF(COUNTBLANK(LB7:LB11)+COUNTBLANK(LB13:LB17)+COUNTBLANK(LB19:LB29)>0,\"MISSING INPUTS\",IF(LB34=LB35,\"\",\"NEEDS RECALC\"))","v":""},{"$f":"IF(COUNTBLANK(LC7:LC11)+COUNTBLANK(LC13:LC17)+COUNTBLANK(LC19:LC29)>0,\"MISSING INPUTS\",IF(LC34=LC35,\"\",\"NEEDS RECALC\"))","v":""},{"$f":"IF(COUNTBLANK(LD7:LD11)+COUNTBLANK(LD13:LD17)+COUNTBLANK(LD19:LD29)>0,\"MISSING INPUTS\",IF(LD34=LD35,\"\",\"NEEDS RECALC\"))","v":""},{"$f":"IF(COUNTBLANK(LE7:LE11)+COUNTBLANK(LE13:LE17)+COUNTBLANK(LE19:LE29)>0,\"MISSING INPUTS\",IF(LE34=LE35,\"\",\"NEEDS RECALC\"))","v":""},{"$f":"IF(COUNTBLANK(LF7:LF11)+COUNTBLANK(LF13:LF17)+COUNTBLANK(LF19:LF29)>0,\"MISSING INPUTS\",IF(LF34=LF35,\"\",\"NEEDS RECALC\"))","v":""},{"$f":"IF(COUNTBLANK(LG7:LG11)+COUNTBLANK(LG13:LG17)+COUNTBLANK(LG19:LG29)>0,\"MISSING INPUTS\",IF(LG34=LG35,\"\",\"NEEDS RECALC\"))","v":""},{"$f":"IF(COUNTBLANK(LH7:LH11)+COUNTBLANK(LH13:LH17)+COUNTBLANK(LH19:LH29)>0,\"MISSING INPUTS\",IF(LH34=LH35,\"\",\"NEEDS RECALC\"))","v":""},{"$f":"IF(COUNTBLANK(LI7:LI11)+COUNTBLANK(LI13:LI17)+COUNTBLANK(LI19:LI29)>0,\"MISSING INPUTS\",IF(LI34=LI35,\"\",\"NEEDS RECALC\"))","v":""},{"$f":"IF(COUNTBLANK(LJ7:LJ11)+COUNTBLANK(LJ13:LJ17)+COUNTBLANK(LJ19:LJ29)>0,\"MISSING INPUTS\",IF(LJ34=LJ35,\"\",\"NEEDS RECALC\"))","v":""},{"$f":"IF(COUNTBLANK(LK7:LK11)+COUNTBLANK(LK13:LK17)+COUNTBLANK(LK19:LK29)>0,\"MISSING INPUTS\",IF(LK34=LK35,\"\",\"NEEDS RECALC\"))","v":""},{"$f":"IF(COUNTBLANK(LL7:LL11)+COUNTBLANK(LL13:LL17)+COUNTBLANK(LL19:LL29)>0,\"MISSING INPUTS\",IF(LL34=LL35,\"\",\"NEEDS RECALC\"))","v":""},{"$f":"IF(COUNTBLANK(LM7:LM11)+COUNTBLANK(LM13:LM17)+COUNTBLANK(LM19:LM29)>0,\"MISSING INPUTS\",IF(LM34=LM35,\"\",\"NEEDS RECALC\"))","v":""},{"$f":"IF(COUNTBLANK(LN7:LN11)+COUNTBLANK(LN13:LN17)+COUNTBLANK(LN19:LN29)>0,\"MISSING INPUTS\",IF(LN34=LN35,\"\",\"NEEDS RECALC\"))","v":""},{"$f":"IF(COUNTBLANK(LO7:LO11)+COUNTBLANK(LO13:LO17)+COUNTBLANK(LO19:LO29)>0,\"MISSING INPUTS\",IF(LO34=LO35,\"\",\"NEEDS RECALC\"))","v":""},{"$f":"IF(COUNTBLANK(LP7:LP11)+COUNTBLANK(LP13:LP17)+COUNTBLANK(LP19:LP29)>0,\"MISSING INPUTS\",IF(LP34=LP35,\"\",\"NEEDS RECALC\"))","v":""},{"$f":"IF(COUNTBLANK(LQ7:LQ11)+COUNTBLANK(LQ13:LQ17)+COUNTBLANK(LQ19:LQ29)>0,\"MISSING INPUTS\",IF(LQ34=LQ35,\"\",\"NEEDS RECALC\"))","v":""},{"$f":"IF(COUNTBLANK(LR7:LR11)+COUNTBLANK(LR13:LR17)+COUNTBLANK(LR19:LR29)>0,\"MISSING INPUTS\",IF(LR34=LR35,\"\",\"NEEDS RECALC\"))","v":""},{"$f":"IF(COUNTBLANK(LS7:LS11)+COUNTBLANK(LS13:LS17)+COUNTBLANK(LS19:LS29)>0,\"MISSING INPUTS\",IF(LS34=LS35,\"\",\"NEEDS RECALC\"))","v":""},{"$f":"IF(COUNTBLANK(LT7:LT11)+COUNTBLANK(LT13:LT17)+COUNTBLANK(LT19:LT29)>0,\"MISSING INPUTS\",IF(LT34=LT35,\"\",\"NEEDS RECALC\"))","v":""},{"$f":"IF(COUNTBLANK(LU7:LU11)+COUNTBLANK(LU13:LU17)+COUNTBLANK(LU19:LU29)>0,\"MISSING INPUTS\",IF(LU34=LU35,\"\",\"NEEDS RECALC\"))","v":""},{"$f":"IF(COUNTBLANK(LV7:LV11)+COUNTBLANK(LV13:LV17)+COUNTBLANK(LV19:LV29)>0,\"MISSING INPUTS\",IF(LV34=LV35,\"\",\"NEEDS RECALC\"))","v":""},{"$f":"IF(COUNTBLANK(LW7:LW11)+COUNTBLANK(LW13:LW17)+COUNTBLANK(LW19:LW29)>0,\"MISSING INPUTS\",IF(LW34=LW35,\"\",\"NEEDS RECALC\"))","v":""},{"$f":"IF(COUNTBLANK(LX7:LX11)+COUNTBLANK(LX13:LX17)+COUNTBLANK(LX19:LX29)>0,\"MISSING INPUTS\",IF(LX34=LX35,\"\",\"NEEDS RECALC\"))","v":""},{"$f":"IF(COUNTBLANK(LY7:LY11)+COUNTBLANK(LY13:LY17)+COUNTBLANK(LY19:LY29)>0,\"MISSING INPUTS\",IF(LY34=LY35,\"\",\"NEEDS RECALC\"))","v":""},{"$f":"IF(COUNTBLANK(LZ7:LZ11)+COUNTBLANK(LZ13:LZ17)+COUNTBLANK(LZ19:LZ29)>0,\"MISSING INPUTS\",IF(LZ34=LZ35,\"\",\"NEEDS RECALC\"))","v":""},{"$f":"IF(COUNTBLANK(MA7:MA11)+COUNTBLANK(MA13:MA17)+COUNTBLANK(MA19:MA29)>0,\"MISSING INPUTS\",IF(MA34=MA35,\"\",\"NEEDS RECALC\"))","v":""},{"$f":"IF(COUNTBLANK(MB7:MB11)+COUNTBLANK(MB13:MB17)+COUNTBLANK(MB19:MB29)>0,\"MISSING INPUTS\",IF(MB34=MB35,\"\",\"NEEDS RECALC\"))","v":""},{"$f":"IF(COUNTBLANK(MC7:MC11)+COUNTBLANK(MC13:MC17)+COUNTBLANK(MC19:MC29)>0,\"MISSING INPUTS\",IF(MC34=MC35,\"\",\"NEEDS RECALC\"))","v":""},{"$f":"IF(COUNTBLANK(MD7:MD11)+COUNTBLANK(MD13:MD17)+COUNTBLANK(MD19:MD29)>0,\"MISSING INPUTS\",IF(MD34=MD35,\"\",\"NEEDS RECALC\"))","v":""},{"$f":"IF(COUNTBLANK(ME7:ME11)+COUNTBLANK(ME13:ME17)+COUNTBLANK(ME19:ME29)>0,\"MISSING INPUTS\",IF(ME34=ME35,\"\",\"NEEDS RECALC\"))","v":""},{"$f":"IF(COUNTBLANK(MF7:MF11)+COUNTBLANK(MF13:MF17)+COUNTBLANK(MF19:MF29)>0,\"MISSING INPUTS\",IF(MF34=MF35,\"\",\"NEEDS RECALC\"))","v":""},{"$f":"IF(COUNTBLANK(MG7:MG11)+COUNTBLANK(MG13:MG17)+COUNTBLANK(MG19:MG29)>0,\"MISSING INPUTS\",IF(MG34=MG35,\"\",\"NEEDS RECALC\"))","v":""},{"$f":"IF(COUNTBLANK(MH7:MH11)+COUNTBLANK(MH13:MH17)+COUNTBLANK(MH19:MH29)>0,\"MISSING INPUTS\",IF(MH34=MH35,\"\",\"NEEDS RECALC\"))","v":""},{"$f":"IF(COUNTBLANK(MI7:MI11)+COUNTBLANK(MI13:MI17)+COUNTBLANK(MI19:MI29)>0,\"MISSING INPUTS\",IF(MI34=MI35,\"\",\"NEEDS RECALC\"))","v":""},{"$f":"IF(COUNTBLANK(MJ7:MJ11)+COUNTBLANK(MJ13:MJ17)+COUNTBLANK(MJ19:MJ29)>0,\"MISSING INPUTS\",IF(MJ34=MJ35,\"\",\"NEEDS RECALC\"))","v":""},{"$f":"IF(COUNTBLANK(MK7:MK11)+COUNTBLANK(MK13:MK17)+COUNTBLANK(MK19:MK29)>0,\"MISSING INPUTS\",IF(MK34=MK35,\"\",\"NEEDS RECALC\"))","v":""},{"$f":"IF(COUNTBLANK(ML7:ML11)+COUNTBLANK(ML13:ML17)+COUNTBLANK(ML19:ML29)>0,\"MISSING INPUTS\",IF(ML34=ML35,\"\",\"NEEDS RECALC\"))","v":""},{"$f":"IF(COUNTBLANK(MM7:MM11)+COUNTBLANK(MM13:MM17)+COUNTBLANK(MM19:MM29)>0,\"MISSING INPUTS\",IF(MM34=MM35,\"\",\"NEEDS RECALC\"))","v":""},{"$f":"IF(COUNTBLANK(MN7:MN11)+COUNTBLANK(MN13:MN17)+COUNTBLANK(MN19:MN29)>0,\"MISSING INPUTS\",IF(MN34=MN35,\"\",\"NEEDS RECALC\"))","v":""},{"$f":"IF(COUNTBLANK(MO7:MO11)+COUNTBLANK(MO13:MO17)+COUNTBLANK(MO19:MO29)>0,\"MISSING INPUTS\",IF(MO34=MO35,\"\",\"NEEDS RECALC\"))","v":""},{"$f":"IF(COUNTBLANK(MP7:MP11)+COUNTBLANK(MP13:MP17)+COUNTBLANK(MP19:MP29)>0,\"MISSING INPUTS\",IF(MP34=MP35,\"\",\"NEEDS RECALC\"))","v":""},{"$f":"IF(COUNTBLANK(MQ7:MQ11)+COUNTBLANK(MQ13:MQ17)+COUNTBLANK(MQ19:MQ29)>0,\"MISSING INPUTS\",IF(MQ34=MQ35,\"\",\"NEEDS RECALC\"))","v":""},{"$f":"IF(COUNTBLANK(MR7:MR11)+COUNTBLANK(MR13:MR17)+COUNTBLANK(MR19:MR29)>0,\"MISSING INPUTS\",IF(MR34=MR35,\"\",\"NEEDS RECALC\"))","v":""},{"$f":"IF(COUNTBLANK(MS7:MS11)+COUNTBLANK(MS13:MS17)+COUNTBLANK(MS19:MS29)>0,\"MISSING INPUTS\",IF(MS34=MS35,\"\",\"NEEDS RECALC\"))","v":""},{"$f":"IF(COUNTBLANK(MT7:MT11)+COUNTBLANK(MT13:MT17)+COUNTBLANK(MT19:MT29)>0,\"MISSING INPUTS\",IF(MT34=MT35,\"\",\"NEEDS RECALC\"))","v":""},{"$f":"IF(COUNTBLANK(MU7:MU11)+COUNTBLANK(MU13:MU17)+COUNTBLANK(MU19:MU29)>0,\"MISSING INPUTS\",IF(MU34=MU35,\"\",\"NEEDS RECALC\"))","v":""},{"$f":"IF(COUNTBLANK(MV7:MV11)+COUNTBLANK(MV13:MV17)+COUNTBLANK(MV19:MV29)>0,\"MISSING INPUTS\",IF(MV34=MV35,\"\",\"NEEDS RECALC\"))","v":""},{"$f":"IF(COUNTBLANK(MW7:MW11)+COUNTBLANK(MW13:MW17)+COUNTBLANK(MW19:MW29)>0,\"MISSING INPUTS\",IF(MW34=MW35,\"\",\"NEEDS RECALC\"))","v":""},{"$f":"IF(COUNTBLANK(MX7:MX11)+COUNTBLANK(MX13:MX17)+COUNTBLANK(MX19:MX29)>0,\"MISSING INPUTS\",IF(MX34=MX35,\"\",\"NEEDS RECALC\"))","v":""},{"$f":"IF(COUNTBLANK(MY7:MY11)+COUNTBLANK(MY13:MY17)+COUNTBLANK(MY19:MY29)>0,\"MISSING INPUTS\",IF(MY34=MY35,\"\",\"NEEDS RECALC\"))","v":""},{"$f":"IF(COUNTBLANK(MZ7:MZ11)+COUNTBLANK(MZ13:MZ17)+COUNTBLANK(MZ19:MZ29)>0,\"MISSING INPUTS\",IF(MZ34=MZ35,\"\",\"NEEDS RECALC\"))","v":""},{"$f":"IF(COUNTBLANK(NA7:NA11)+COUNTBLANK(NA13:NA17)+COUNTBLANK(NA19:NA29)>0,\"MISSING INPUTS\",IF(NA34=NA35,\"\",\"NEEDS RECALC\"))","v":""},{"$f":"IF(COUNTBLANK(NB7:NB11)+COUNTBLANK(NB13:NB17)+COUNTBLANK(NB19:NB29)>0,\"MISSING INPUTS\",IF(NB34=NB35,\"\",\"NEEDS RECALC\"))","v":""},{"$f":"IF(COUNTBLANK(NC7:NC11)+COUNTBLANK(NC13:NC17)+COUNTBLANK(NC19:NC29)>0,\"MISSING INPUTS\",IF(NC34=NC35,\"\",\"NEEDS RECALC\"))","v":""},{"$f":"IF(COUNTBLANK(ND7:ND11)+COUNTBLANK(ND13:ND17)+COUNTBLANK(ND19:ND29)>0,\"MISSING INPUTS\",IF(ND34=ND35,\"\",\"NEEDS RECALC\"))","v":""},{"$f":"IF(COUNTBLANK(NE7:NE11)+COUNTBLANK(NE13:NE17)+COUNTBLANK(NE19:NE29)>0,\"MISSING INPUTS\",IF(NE34=NE35,\"\",\"NEEDS RECALC\"))","v":""},{"$f":"IF(COUNTBLANK(NF7:NF11)+COUNTBLANK(NF13:NF17)+COUNTBLANK(NF19:NF29)>0,\"MISSING INPUTS\",IF(NF34=NF35,\"\",\"NEEDS RECALC\"))","v":""},{"$f":"IF(COUNTBLANK(NG7:NG11)+COUNTBLANK(NG13:NG17)+COUNTBLANK(NG19:NG29)>0,\"MISSING INPUTS\",IF(NG34=NG35,\"\",\"NEEDS RECALC\"))","v":""},{"$f":"IF(COUNTBLANK(NH7:NH11)+COUNTBLANK(NH13:NH17)+COUNTBLANK(NH19:NH29)>0,\"MISSING INPUTS\",IF(NH34=NH35,\"\",\"NEEDS RECALC\"))","v":""},{"$f":"IF(COUNTBLANK(NI7:NI11)+COUNTBLANK(NI13:NI17)+COUNTBLANK(NI19:NI29)>0,\"MISSING INPUTS\",IF(NI34=NI35,\"\",\"NEEDS RECALC\"))","v":""},{"$f":"IF(COUNTBLANK(NJ7:NJ11)+COUNTBLANK(NJ13:NJ17)+COUNTBLANK(NJ19:NJ29)>0,\"MISSING INPUTS\",IF(NJ34=NJ35,\"\",\"NEEDS RECALC\"))","v":""},{"$f":"IF(COUNTBLANK(NK7:NK11)+COUNTBLANK(NK13:NK17)+COUNTBLANK(NK19:NK29)>0,\"MISSING INPUTS\",IF(NK34=NK35,\"\",\"NEEDS RECALC\"))","v":""},{"$f":"IF(COUNTBLANK(NL7:NL11)+COUNTBLANK(NL13:NL17)+COUNTBLANK(NL19:NL29)>0,\"MISSING INPUTS\",IF(NL34=NL35,\"\",\"NEEDS RECALC\"))","v":""},{"$f":"IF(COUNTBLANK(NM7:NM11)+COUNTBLANK(NM13:NM17)+COUNTBLANK(NM19:NM29)>0,\"MISSING INPUTS\",IF(NM34=NM35,\"\",\"NEEDS RECALC\"))","v":""},{"$f":"IF(COUNTBLANK(NN7:NN11)+COUNTBLANK(NN13:NN17)+COUNTBLANK(NN19:NN29)>0,\"MISSING INPUTS\",IF(NN34=NN35,\"\",\"NEEDS RECALC\"))","v":""},{"$f":"IF(COUNTBLANK(NO7:NO11)+COUNTBLANK(NO13:NO17)+COUNTBLANK(NO19:NO29)>0,\"MISSING INPUTS\",IF(NO34=NO35,\"\",\"NEEDS RECALC\"))","v":""},{"$f":"IF(COUNTBLANK(NP7:NP11)+COUNTBLANK(NP13:NP17)+COUNTBLANK(NP19:NP29)>0,\"MISSING INPUTS\",IF(NP34=NP35,\"\",\"NEEDS RECALC\"))","v":""},{"$f":"IF(COUNTBLANK(NQ7:NQ11)+COUNTBLANK(NQ13:NQ17)+COUNTBLANK(NQ19:NQ29)>0,\"MISSING INPUTS\",IF(NQ34=NQ35,\"\",\"NEEDS RECALC\"))","v":""},{"$f":"IF(COUNTBLANK(NR7:NR11)+COUNTBLANK(NR13:NR17)+COUNTBLANK(NR19:NR29)>0,\"MISSING INPUTS\",IF(NR34=NR35,\"\",\"NEEDS RECALC\"))","v":""},{"$f":"IF(COUNTBLANK(NS7:NS11)+COUNTBLANK(NS13:NS17)+COUNTBLANK(NS19:NS29)>0,\"MISSING INPUTS\",IF(NS34=NS35,\"\",\"NEEDS RECALC\"))","v":""},{"$f":"IF(COUNTBLANK(NT7:NT11)+COUNTBLANK(NT13:NT17)+COUNTBLANK(NT19:NT29)>0,\"MISSING INPUTS\",IF(NT34=NT35,\"\",\"NEEDS RECALC\"))","v":""},{"$f":"IF(COUNTBLANK(NU7:NU11)+COUNTBLANK(NU13:NU17)+COUNTBLANK(NU19:NU29)>0,\"MISSING INPUTS\",IF(NU34=NU35,\"\",\"NEEDS RECALC\"))","v":""},{"$f":"IF(COUNTBLANK(NV7:NV11)+COUNTBLANK(NV13:NV17)+COUNTBLANK(NV19:NV29)>0,\"MISSING INPUTS\",IF(NV34=NV35,\"\",\"NEEDS RECALC\"))","v":""},{"$f":"IF(COUNTBLANK(NW7:NW11)+COUNTBLANK(NW13:NW17)+COUNTBLANK(NW19:NW29)>0,\"MISSING INPUTS\",IF(NW34=NW35,\"\",\"NEEDS RECALC\"))","v":""},{"$f":"IF(COUNTBLANK(NX7:NX11)+COUNTBLANK(NX13:NX17)+COUNTBLANK(NX19:NX29)>0,\"MISSING INPUTS\",IF(NX34=NX35,\"\",\"NEEDS RECALC\"))","v":""},{"$f":"IF(COUNTBLANK(NY7:NY11)+COUNTBLANK(NY13:NY17)+COUNTBLANK(NY19:NY29)>0,\"MISSING INPUTS\",IF(NY34=NY35,\"\",\"NEEDS RECALC\"))","v":""},{"$f":"IF(COUNTBLANK(NZ7:NZ11)+COUNTBLANK(NZ13:NZ17)+COUNTBLANK(NZ19:NZ29)>0,\"MISSING INPUTS\",IF(NZ34=NZ35,\"\",\"NEEDS RECALC\"))","v":""},{"$f":"IF(COUNTBLANK(OA7:OA11)+COUNTBLANK(OA13:OA17)+COUNTBLANK(OA19:OA29)>0,\"MISSING INPUTS\",IF(OA34=OA35,\"\",\"NEEDS RECALC\"))","v":""},{"$f":"IF(COUNTBLANK(OB7:OB11)+COUNTBLANK(OB13:OB17)+COUNTBLANK(OB19:OB29)>0,\"MISSING INPUTS\",IF(OB34=OB35,\"\",\"NEEDS RECALC\"))","v":""},{"$f":"IF(COUNTBLANK(OC7:OC11)+COUNTBLANK(OC13:OC17)+COUNTBLANK(OC19:OC29)>0,\"MISSING INPUTS\",IF(OC34=OC35,\"\",\"NEEDS RECALC\"))","v":""},{"$f":"IF(COUNTBLANK(OD7:OD11)+COUNTBLANK(OD13:OD17)+COUNTBLANK(OD19:OD29)>0,\"MISSING INPUTS\",IF(OD34=OD35,\"\",\"NEEDS RECALC\"))","v":""},{"$f":"IF(COUNTBLANK(OE7:OE11)+COUNTBLANK(OE13:OE17)+COUNTBLANK(OE19:OE29)>0,\"MISSING INPUTS\",IF(OE34=OE35,\"\",\"NEEDS RECALC\"))","v":""},{"$f":"IF(COUNTBLANK(OF7:OF11)+COUNTBLANK(OF13:OF17)+COUNTBLANK(OF19:OF29)>0,\"MISSING INPUTS\",IF(OF34=OF35,\"\",\"NEEDS RECALC\"))","v":""},{"$f":"IF(COUNTBLANK(OG7:OG11)+COUNTBLANK(OG13:OG17)+COUNTBLANK(OG19:OG29)>0,\"MISSING INPUTS\",IF(OG34=OG35,\"\",\"NEEDS RECALC\"))","v":""},{"$f":"IF(COUNTBLANK(OH7:OH11)+COUNTBLANK(OH13:OH17)+COUNTBLANK(OH19:OH29)>0,\"MISSING INPUTS\",IF(OH34=OH35,\"\",\"NEEDS RECALC\"))","v":""},{"$f":"IF(COUNTBLANK(OI7:OI11)+COUNTBLANK(OI13:OI17)+COUNTBLANK(OI19:OI29)>0,\"MISSING INPUTS\",IF(OI34=OI35,\"\",\"NEEDS RECALC\"))","v":""},{"$f":"IF(COUNTBLANK(OJ7:OJ11)+COUNTBLANK(OJ13:OJ17)+COUNTBLANK(OJ19:OJ29)>0,\"MISSING INPUTS\",IF(OJ34=OJ35,\"\",\"NEEDS RECALC\"))","v":""},{"$f":"IF(COUNTBLANK(OK7:OK11)+COUNTBLANK(OK13:OK17)+COUNTBLANK(OK19:OK29)>0,\"MISSING INPUTS\",IF(OK34=OK35,\"\",\"NEEDS RECALC\"))","v":""},{"$f":"IF(COUNTBLANK(OL7:OL11)+COUNTBLANK(OL13:OL17)+COUNTBLANK(OL19:OL29)>0,\"MISSING INPUTS\",IF(OL34=OL35,\"\",\"NEEDS RECALC\"))","v":""},{"$f":"IF(COUNTBLANK(OM7:OM11)+COUNTBLANK(OM13:OM17)+COUNTBLANK(OM19:OM29)>0,\"MISSING INPUTS\",IF(OM34=OM35,\"\",\"NEEDS RECALC\"))","v":""},{"$f":"IF(COUNTBLANK(ON7:ON11)+COUNTBLANK(ON13:ON17)+COUNTBLANK(ON19:ON29)>0,\"MISSING INPUTS\",IF(ON34=ON35,\"\",\"NEEDS RECALC\"))","v":""},{"$f":"IF(COUNTBLANK(OO7:OO11)+COUNTBLANK(OO13:OO17)+COUNTBLANK(OO19:OO29)>0,\"MISSING INPUTS\",IF(OO34=OO35,\"\",\"NEEDS RECALC\"))","v":""},{"$f":"IF(COUNTBLANK(OP7:OP11)+COUNTBLANK(OP13:OP17)+COUNTBLANK(OP19:OP29)>0,\"MISSING INPUTS\",IF(OP34=OP35,\"\",\"NEEDS RECALC\"))","v":""}]
[null,null,"Current Case ID",null,{"$f":"_xlfn.CONCAT(E7:E29)","v":"El Paso, TX00125GT0.0750.110.7200.320.210.02550.030.20.320.1920.11520.11520.0576"},"El Paso, TX00125GT0.0750.110.7200.320.210.02550.030.20.320.1920.11520.11520.0576","El Paso, TX00125GEN0.0750.110.7200.320.210.02550.030.20.320.1920.11520.11520.0576","El Paso, TX500125GEN0.0750.110.7200.320.210.02550.030.20.320.1920.11520.11520.0576","El Paso, TX5049.9999999999999125GEN0.0750.110.7200.320.210.02550.030.20.320.1920.11520.11520.0576","El Paso, TX50100125GEN0.0750.110.7200.320.210.02550.030.20.320.1920.11520.11520.0576","El Paso, TX50149.999999999999125GEN0.0750.110.7200.320.210.02550.030.20.320.1920.11520.11520.0576","El Paso, TX50199.999999999999125GEN0.0750.110.7200.320.210.02550.030.20.320.1920.11520.11520.0576","El Paso, TX50250125GEN0.0750.110.7200.320.210.02550.030.20.320.1920.11520.11520.0576","El Paso, TX50299.999999999999125GEN0.0750.110.7200.320.210.02550.030.20.320.1920.11520.11520.0576","El Paso, TX50349.999999999999125GEN0.0750.110.7200.320.210.02550.030.20.320.1920.11520.11520.0576","El Paso, TX50400125GEN0.0750.110.7200.320.210.02550.030.20.320.1920.11520.11520.0576","El Paso, TX50449.999999999999125GEN0.0750.110.7200.320.210.02550.030.20.320.1920.11520.11520.0576","El Paso, TX50499.999999999999125GEN0.0750.110.7200.320.210.02550.030.20.320.1920.11520.11520.0576","El Paso, TX50550125GEN0.0750.110.7200.320.210.02550.030.20.320.1920.11520.11520.0576","El Paso, TX50599.999999999999125GEN0.0750.110.7200.320.210.02550.030.20.320.1920.11520.11520.0576","El Paso, TX50649.999999999999125GEN0.0750.110.7200.320.210.02550.030.20.320.1920.11520.11520.0576","El Paso, TX50700125GEN0.0750.110.7200.320.210.02550.030.20.320.1920.11520.11520.0576","El Paso, TX50749.999999999999125GEN0.0750.110.7200.320.210.02550.030.20.320.1920.11520.11520.0576","El Paso, TX50799.999999999999125GEN0.0750.110.7200.320.210.02550.030.20.320.1920.11520.11520.0576","El Paso, TX50850125GEN0.0750.110.7200.320.210.02550.030.20.320.1920.11520.11520.0576","El Paso, TX50899.999999999999125GEN0.0750.110.7200.320.210.02550.030.20.320.1920.11520.11520.0576","El Paso, TX50950125GEN0.0750.110.7200.320.210.02550.030.20.320.1920.11520.11520.0576","El Paso, TX501000125GEN0.0750.110.7200.320.210.02550.030.20.320.1920.11520.11520.0576","El Paso, TX1000125GEN0.0750.110.7200.320.210.02550.030.20.320.1920.11520.11520.0576","El Paso, TX10049.9999999999999125GEN0.0750.110.7200.320.210.02550.030.20.320.1920.11520.11520.0576","El Paso, TX100100125GEN0.0750.110.7200.320.210.02550.030.20.320.1920.11520.11520.0576","El Paso, TX100149.999999999999125GEN0.0750.110.7200.320.210.02550.030.20.320.1920.11520.11520.0576","El Paso, TX100199.999999999999125GEN0.0750.110.7200.320.210.02550.030.20.320.1920.11520.11520.0576","El Paso, TX100250125GEN0.0750.110.7200.320.210.02550.030.20.320.1920.11520.11520.0576","El Paso, TX100299.999999999999125GEN0.0750.110.7200.320.210.02550.030.20.320.1920.11520.11520.0576","El Paso, TX100349.999999999999125GEN0.0750.110.7200.320.210.02550.030.20.320.1920.11520.11520.0576","El Paso, TX100400125GEN0.0750.110.7200.320.210.02550.030.20.320.1920.11520.11520.0576","El Paso, TX100449.999999999999125GEN0.0750.110.7200.320.210.02550.030.20.320.1920.11520.11520.0576","El Paso, TX100499.999999999999125GEN0.0750.110.7200.320.210.02550.030.20.320.1920.11520.11520.0576","El Paso, TX100550125GEN0.0750.110.7200.320.210.02550.030.20.320.1920.11520.11520.0576","El Paso, TX100599.999999999999125GEN0.0750.110.7200.320.210.02550.030.20.320.1920.11520.11520.0576","El Paso, TX100649.999999999999125GEN0.0750.110.7200.320.210.02550.030.20.320.1920.11520.11520.0576","El Paso, TX100700125GEN0.0750.110.7200.320.210.02550.030.20.320.1920.11520.11520.0576","El Paso, TX100749.999999999999125GEN0.0750.110.7200.320.210.02550.030.20.320.1920.11520.11520.0576","El Paso, TX100799.999999999999125GEN0.0750.110.7200.320.210.02550.030.20.320.1920.11520.11520.0576","El Paso, TX100850125GEN0.0750.110.7200.320.210.02550.030.20.320.1920.11520.11520.0576","El Paso, TX100899.999999999999125GEN0.0750.110.7200.320.210.02550.030.20.320.1920.11520.11520.0576","El Paso, TX100950125GEN0.0750.110.7200.320.210.02550.030.20.320.1920.11520.11520.0576","El Paso, TX1001000125GEN0.0750.110.7200.320.210.02550.030.20.320.1920.11520.11520.0576","El Paso, TX1500125GEN0.0750.110.7200.320.210.02550.030.20.320.1920.11520.11520.0576","El Paso, TX15049.9999999999999125GEN0.0750.110.7200.320.210.02550.030.20.320.1920.11520.11520.0576","El Paso, TX150100125GEN0.0750.110.7200.320.210.02550.030.20.320.1920.11520.11520.0576","El Paso, TX150149.999999999999125GEN0.0750.110.7200.320.210.02550.030.20.320.1920.11520.11520.0576","El Paso, TX150199.999999999999125GEN0.0750.110.7200.320.210.02550.030.20.320.1920.11520.11520.0576","El Paso, TX150250125GEN0.0750.110.7200.320.210.02550.030.20.320.1920.11520.11520.0576","El Paso, TX150299.999999999999125GEN0.0750.110.7200.320.210.02550.030.20.320.1920.11520.11520.0576","El Paso, TX150349.999999999999125GEN0.0750.110.7200.320.210.02550.030.20.320.1920.11520.11520.0576","El Paso, TX150400125GEN0.0750.110.7200.320.210.02550.030.20.320.1920.11520.11520.0576","El Paso, TX150449.999999999999125GEN0.0750.110.7200.320.210.02550.030.20.320.1920.11520.11520.0576","El Paso, TX150499.999999999999125GEN0.0750.110.7200.320.210.02550.030.20.320.1920.11520.11520.0576","El Paso, TX150550125GEN0.0750.110.7200.320.210.02550.030.20.320.1920.11520.11520.0576","El Paso, TX150599.999999999999125GEN0.0750.110.7200.320.210.02550.030.20.320.1920.11520.11520.0576","El Paso, TX150649.999999999999125GEN0.0750.110.7200.320.210.02550.030.20.320.1920.11520.11520.0576","El Paso, TX150700125GEN0.0750.110.7200.320.210.02550.030.20.320.1920.11520.11520.0576","El Paso, TX150749.999999999999125GEN0.0750.110.7200.320.210.02550.030.20.320.1920.11520.11520.0576","El Paso, TX150799.999999999999125GEN0.0750.110.7200.320.210.02550.030.20.320.1920.11520.11520.0576","El Paso, TX150850125GEN0.0750.110.7200.320.210.02550.030.20.320.1920.11520.11520.0576","El Paso, TX150899.999999999999125GEN0.0750.110.7200.320.210.02550.030.20.320.1920.11520.11520.0576",{"$f":"_xlfn.CONCAT(BQ7:BQ29)","v":"El Paso, TX150950125GEN0.0750.110.7200.320.210.02550.030.20.320.1920.11520.11520.0576"},"El Paso, TX1501000125GEN0.0750.110.7200.320.210.02550.030.20.320.1920.11520.11520.0576","El Paso, TX2000125GEN0.0750.110.7200.320.210.02550.030.20.320.1920.11520.11520.0576","El Paso, TX20049.9999999999999125GEN0.0750.110.7200.320.210.02550.030.20.320.1920.11520.11520.0576","El Paso, TX200100125GEN0.0750.110.7200.320.210.02550.030.20.320.1920.11520.11520.0576","El Paso, TX200149.999999999999125GEN0.0750.110.7200.320.210.02550.030.20.320.1920.11520.11520.0576","El Paso, TX200199.999999999999125GEN0.0750.110.7200.320.210.02550.030.20.320.1920.11520.11520.0576","El Paso, TX200250125GEN0.0750.110.7200.320.210.02550.030.20.320.1920.11520.11520.0576","El Paso, TX200299.999999999999125GEN0.0750.110.7200.320.210.02550.030.20.320.1920.11520.11520.0576","El Paso, TX200349.999999999999125GEN0.0750.110.7200.320.210.02550.030.20.320.1920.11520.11520.0576","El Paso, TX200400125GEN0.0750.110.7200.320.210.02550.030.20.320.1920.11520.11520.0576","El Paso, TX200449.999999999999125GEN0.0750.110.7200.320.210.02550.030.20.320.1920.11520.11520.0576","El Paso, TX200499.999999999999125GEN0.0750.110.7200.320.210.02550.030.20.320.1920.11520.11520.0576","El Paso, TX200550125GEN0.0750.110.7200.320.210.02550.030.20.320.1920.11520.11520.0576","El Paso, TX200599.999999999999125GEN0.0750.110.7200.320.210.02550.030.20.320.1920.11520.11520.0576","El Paso, TX200649.999999999999125GEN0.0750.110.7200.320.210.02550.030.20.320.1920.11520.11520.0576","El Paso, TX200700125GEN0.0750.110.7200.320.210.02550.030.20.320.1920.11520.11520.0576","El Paso, TX200749.999999999999125GEN0.0750.110.7200.320.210.02550.030.20.320.1920.11520.11520.0576","El Paso, TX200799.999999999999125GEN0.0750.110.7200.320.210.02550.030.20.320.1920.11520.11520.0576","El Paso, TX200850125GEN0.0750.110.7200.320.210.02550.030.20.320.1920.11520.11520.0576","El Paso, TX200899.999999999999125GEN0.0750.110.7200.320.210.02550.030.20.320.1920.11520.11520.0576","El Paso, TX200950125GEN0.0750.110.7200.320.210.02550.030.20.320.1920.11520.11520.0576","El Paso, TX2001000125GEN0.0750.110.7200.320.210.02550.030.20.320.1920.11520.11520.0576","El Paso, TX2500125GEN0.0750.110.7200.320.210.02550.030.20.320.1920.11520.11520.0576","El Paso, TX25049.9999999999999125GEN0.0750.110.7200.320.210.02550.030.20.320.1920.11520.11520.0576","El Paso, TX250100125GEN0.0750.110.7200.320.210.02550.030.20.320.1920.11520.11520.0576","El Paso, TX250149.999999999999125GEN0.0750.110.7200.320.210.02550.030.20.320.1920.11520.11520.0576","El Paso, TX250199.999999999999125GEN0.0750.110.7200.320.210.02550.030.20.320.1920.11520.11520.0576","El Paso, TX250250125GEN0.0750.110.7200.320.210.02550.030.20.320.1920.11520.11520.0576","El Paso, TX250299.999999999999125GEN0.0750.110.7200.320.210.02550.030.20.320.1920.11520.11520.0576","El Paso, TX250349.999999999999125GEN0.0750.110.7200.320.210.02550.030.20.320.1920.11520.11520.0576","El Paso, TX250400125GEN0.0750.110.7200.320.210.02550.030.20.320.1920.11520.11520.0576","El Paso, TX250449.999999999999125GEN0.0750.110.7200.320.210.02550.030.20.320.1920.11520.11520.0576","El Paso, TX250499.999999999999125GEN0.0750.110.7200.320.210.02550.030.20.320.1920.11520.11520.0576","El Paso, TX250550125GEN0.0750.110.7200.320.210.02550.030.20.320.1920.11520.11520.0576","El Paso, TX250599.999999999999125GEN0.0750.110.7200.320.210.02550.030.20.320.1920.11520.11520.0576","El Paso, TX250649.999999999999125GEN0.0750.110.7200.320.210.02550.030.20.320.1920.11520.11520.0576","El Paso, TX250700125GEN0.0750.110.7200.320.210.02550.030.20.320.1920.11520.11520.0576","El Paso, TX250749.999999999999125GEN0.0750.110.7200.320.210.02550.030.20.320.1920.11520.11520.0576","El Paso, TX250799.999999999999125GEN0.0750.110.7200.320.210.02550.030.20.320.1920.11520.11520.0576","El Paso, TX250850125GEN0.0750.110.7200.320.210.02550.030.20.320.1920.11520.11520.0576","El Paso, TX250899.999999999999125GEN0.0750.110.7200.320.210.02550.030.20.320.1920.11520.11520.0576","El Paso, TX250950125GEN0.0750.110.7200.320.210.02550.030.20.320.1920.11520.11520.0576","El Paso, TX2501000125GEN0.0750.110.7200.320.210.02550.030.20.320.1920.11520.11520.0576","El Paso, TX3000125GEN0.0750.110.7200.320.210.02550.030.20.320.1920.11520.11520.0576","El Paso, TX30049.9999999999999125GEN0.0750.110.7200.320.210.02550.030.20.320.1920.11520.11520.0576","El Paso, TX300100125GEN0.0750.110.7200.320.210.02550.030.20.320.1920.11520.11520.0576","El Paso, TX300149.999999999999125GEN0.0750.110.7200.320.210.02550.030.20.320.1920.11520.11520.0576","El Paso, TX300199.999999999999125GEN0.0750.110.7200.320.210.02550.030.20.320.1920.11520.11520.0576","El Paso, TX300250125GEN0.0750.110.7200.320.210.02550.030.20.320.1920.11520.11520.0576","El Paso, TX300299.999999999999125GEN0.0750.110.7200.320.210.02550.030.20.320.1920.11520.11520.0576","El Paso, TX300349.999999999999125GEN0.0750.110.7200.320.210.02550.030.20.320.1920.11520.11520.0576","El Paso, TX300400125GEN0.0750.110.7200.320.210.02550.030.20.320.1920.11520.11520.0576","El Paso, TX300449.999999999999125GEN0.0750.110.7200.320.210.02550.030.20.320.1920.11520.11520.0576","El Paso, TX300499.999999999999125GEN0.0750.110.7200.320.210.02550.030.20.320.1920.11520.11520.0576","El Paso, TX300550125GEN0.0750.110.7200.320.210.02550.030.20.320.1920.11520.11520.0576","El Paso, TX300599.999999999999125GEN0.0750.110.7200.320.210.02550.030.20.320.1920.11520.11520.0576","El Paso, TX300649.999999999999125GEN0.0750.110.7200.320.210.02550.030.20.320.1920.11520.11520.0576","El Paso, TX300700125GEN0.0750.110.7200.320.210.02550.030.20.320.1920.11520.11520.0576","El Paso, TX300749.999999999999125GEN0.0750.110.7200.320.210.02550.030.20.320.1920.11520.11520.0576","El Paso, TX300799.999999999999125GEN0.0750.110.7200.320.210.02550.030.20.320.1920.11520.11520.0576","El Paso, TX300850125GEN0.0750.110.7200.320.210.02550.030.20.320.1920.11520.11520.0576","El Paso, TX300899.999999999999125GEN0.0750.110.7200.320.210.02550.030.20.320.1920.11520.11520.0576","El Paso, TX300950125GEN0.0750.110.7200.320.210.02550.030.20.320.1920.11520.11520.0576",{"$f":"_xlfn.CONCAT(EC7:EC29)","v":"El Paso, TX3001000125GEN0.0750.110.7200.320.210.02550.030.20.320.1920.11520.11520.0576"},"El Paso, TX3500125GEN0.0750.110.7200.320.210.02550.030.20.320.1920.11520.11520.0576","El Paso, TX35049.9999999999999125GEN0.0750.110.7200.320.210.02550.030.20.320.1920.11520.11520.0576","El Paso, TX350100125GEN0.0750.110.7200.320.210.02550.030.20.320.1920.11520.11520.0576","El Paso, TX350149.999999999999125GEN0.0750.110.7200.320.210.02550.030.20.320.1920.11520.11520.0576","El Paso, TX350199.999999999999125GEN0.0750.110.7200.320.210.02550.030.20.320.1920.11520.11520.0576","El Paso, TX350250125GEN0.0750.110.7200.320.210.02550.030.20.320.1920.11520.11520.0576","El Paso, TX350299.999999999999125GEN0.0750.110.7200.320.210.02550.030.20.320.1920.11520.11520.0576","El Paso, TX350349.999999999999125GEN0.0750.110.7200.320.210.02550.030.20.320.1920.11520.11520.0576","El Paso, TX350400125GEN0.0750.110.7200.320.210.02550.030.20.320.1920.11520.11520.0576","El Paso, TX350449.999999999999125GEN0.0750.110.7200.320.210.02550.030.20.320.1920.11520.11520.0576","El Paso, TX350499.999999999999125GEN0.0750.110.7200.320.210.02550.030.20.320.1920.11520.11520.0576","El Paso, TX350550125GEN0.0750.110.7200.320.210.02550.030.20.320.1920.11520.11520.0576","El Paso, TX350599.999999999999125GEN0.0750.110.7200.320.210.02550.030.20.320.1920.11520.11520.0576","El Paso, TX350649.999999999999125GEN0.0750.110.7200.320.210.02550.030.20.320.1920.11520.11520.0576","El Paso, TX350700125GEN0.0750.110.7200.320.210.02550.030.20.320.1920.11520.11520.0576","El Paso, TX350749.999999999999125GEN0.0750.110.7200.320.210.02550.030.20.320.1920.11520.11520.0576","El Paso, TX350799.999999999999125GEN0.0750.110.7200.320.210.02550.030.20.320.1920.11520.11520.0576","El Paso, TX350850125GEN0.0750.110.7200.320.210.02550.030.20.320.1920.11520.11520.0576","El Paso, TX350899.999999999999125GEN0.0750.110.7200.320.210.02550.030.20.320.1920.11520.11520.0576","El Paso, TX350950125GEN0.0750.110.7200.320.210.02550.030.20.320.1920.11520.11520.0576","El Paso, TX3501000125GEN0.0750.110.7200.320.210.02550.030.20.320.1920.11520.11520.0576","El Paso, TX4000125GEN0.0750.110.7200.320.210.02550.030.20.320.1920.11520.11520.0576","El Paso, TX40049.9999999999999125GEN0.0750.110.7200.320.210.02550.030.20.320.1920.11520.11520.0576","El Paso, TX400100125GEN0.0750.110.7200.320.210.02550.030.20.320.1920.11520.11520.0576","El Paso, TX400149.999999999999125GEN0.0750.110.7200.320.210.02550.030.20.320.1920.11520.11520.0576","El Paso, TX400199.999999999999125GEN0.0750.110.7200.320.210.02550.030.20.320.1920.11520.11520.0576","El Paso, TX400250125GEN0.0750.110.7200.320.210.02550.030.20.320.1920.11520.11520.0576","El Paso, TX400299.999999999999125GEN0.0750.110.7200.320.210.02550.030.20.320.1920.11520.11520.0576","El Paso, TX400349.999999999999125GEN0.0750.110.7200.320.210.02550.030.20.320.1920.11520.11520.0576","El Paso, TX400400125GEN0.0750.110.7200.320.210.02550.030.20.320.1920.11520.11520.0576","El Paso, TX400449.999999999999125GEN0.0750.110.7200.320.210.02550.030.20.320.1920.11520.11520.0576","El Paso, TX400499.999999999999125GEN0.0750.110.7200.320.210.02550.030.20.320.1920.11520.11520.0576","El Paso, TX400550125GEN0.0750.110.7200.320.210.02550.030.20.320.1920.11520.11520.0576","El Paso, TX400599.999999999999125GEN0.0750.110.7200.320.210.02550.030.20.320.1920.11520.11520.0576","El Paso, TX400649.999999999999125GEN0.0750.110.7200.320.210.02550.030.20.320.1920.11520.11520.0576","El Paso, TX400700125GEN0.0750.110.7200.320.210.02550.030.20.320.1920.11520.11520.0576","El Paso, TX400749.999999999999125GEN0.0750.110.7200.320.210.02550.030.20.320.1920.11520.11520.0576","El Paso, TX400799.999999999999125GEN0.0750.110.7200.320.210.02550.030.20.320.1920.11520.11520.0576","El Paso, TX400850125GEN0.0750.110.7200.320.210.02550.030.20.320.1920.11520.11520.0576","El Paso, TX400899.999999999999125GEN0.0750.110.7200.320.210.02550.030.20.320.1920.11520.11520.0576","El Paso, TX400950125GEN0.0750.110.7200.320.210.02550.030.20.320.1920.11520.11520.0576","El Paso, TX4001000125GEN0.0750.110.7200.320.210.02550.030.20.320.1920.11520.11520.0576","El Paso, TX5000125GEN0.0750.110.7200.320.210.02550.030.20.320.1920.11520.11520.0576","El Paso, TX50049.9999999999999125GEN0.0750.110.7200.320.210.02550.030.20.320.1920.11520.11520.0576","El Paso, TX500100125GEN0.0750.110.7200.320.210.02550.030.20.320.1920.11520.11520.0576","El Paso, TX500149.999999999999125GEN0.0750.110.7200.320.210.02550.030.20.320.1920.11520.11520.0576","El Paso, TX500199.999999999999125GEN0.0750.110.7200.320.210.02550.030.20.320.1920.11520.11520.0576","El Paso, TX500250125GEN0.0750.110.7200.320.210.02550.030.20.320.1920.11520.11520.0576","El Paso, TX500299.999999999999125GEN0.0750.110.7200.320.210.02550.030.20.320.1920.11520.11520.0576","El Paso, TX500349.999999999999125GEN0.0750.110.7200.320.210.02550.030.20.320.1920.11520.11520.0576","El Paso, TX500400125GEN0.0750.110.7200.320.210.02550.030.20.320.1920.11520.11520.0576","El Paso, TX500449.999999999999125GEN0.0750.110.7200.320.210.02550.030.20.320.1920.11520.11520.0576","El Paso, TX500499.999999999999125GEN0.0750.110.7200.320.210.02550.030.20.320.1920.11520.11520.0576","El Paso, TX500550125GEN0.0750.110.7200.320.210.02550.030.20.320.1920.11520.11520.0576","El Paso, TX500599.999999999999125GEN0.0750.110.7200.320.210.02550.030.20.320.1920.11520.11520.0576","El Paso, TX500649.999999999999125GEN0.0750.110.7200.320.210.02550.030.20.320.1920.11520.11520.0576","El Paso, TX500700125GEN0.0750.110.7200.320.210.02550.030.20.320.1920.11520.11520.0576","El Paso, TX500749.999999999999125GEN0.0750.110.7200.320.210.02550.030.20.320.1920.11520.11520.0576","El Paso, TX500799.999999999999125GEN0.0750.110.7200.320.210.02550.030.20.320.1920.11520.11520.0576","El Paso, TX500850125GEN0.0750.110.7200.320.210.02550.030.20.320.1920.11520.11520.0576","El Paso, TX500899.999999999999125GEN0.0750.110.7200.320.210.02550.030.20.320.1920.11520.11520.0576","El Paso, TX500950125GEN0.0750.110.7200.320.210.02550.030.20.320.1920.11520.11520.0576","El Paso, TX5001000125GEN0.0750.110.7200.320.210.02550.030.20.320.1920.11520.11520.0576",{"$f":"_xlfn.CONCAT(GO7:GO29)","v":"El Paso, TX5500125GEN0.0750.110.7200.320.210.02550.030.20.320.1920.11520.11520.0576"},"El Paso, TX55049.9999999999999125GEN0.0750.110.7200.320.210.02550.030.20.320.1920.11520.11520.0576","El Paso, TX550100125GEN0.0750.110.7200.320.210.02550.030.20.320.1920.11520.11520.0576","El Paso, TX550149.999999999999125GEN0.0750.110.7200.320.210.02550.030.20.320.1920.11520.11520.0576","El Paso, TX550199.999999999999125GEN0.0750.110.7200.320.210.02550.030.20.320.1920.11520.11520.0576","El Paso, TX550250125GEN0.0750.110.7200.320.210.02550.030.20.320.1920.11520.11520.0576","El Paso, TX550299.999999999999125GEN0.0750.110.7200.320.210.02550.030.20.320.1920.11520.11520.0576","El Paso, TX550349.999999999999125GEN0.0750.110.7200.320.210.02550.030.20.320.1920.11520.11520.0576","El Paso, TX550400125GEN0.0750.110.7200.320.210.02550.030.20.320.1920.11520.11520.0576","El Paso, TX550449.999999999999125GEN0.0750.110.7200.320.210.02550.030.20.320.1920.11520.11520.0576","El Paso, TX550499.999999999999125GEN0.0750.110.7200.320.210.02550.030.20.320.1920.11520.11520.0576","El Paso, TX550550125GEN0.0750.110.7200.320.210.02550.030.20.320.1920.11520.11520.0576","El Paso, TX550599.999999999999125GEN0.0750.110.7200.320.210.02550.030.20.320.1920.11520.11520.0576","El Paso, TX550649.999999999999125GEN0.0750.110.7200.320.210.02550.030.20.320.1920.11520.11520.0576","El Paso, TX550700125GEN0.0750.110.7200.320.210.02550.030.20.320.1920.11520.11520.0576","El Paso, TX550749.999999999999125GEN0.0750.110.7200.320.210.02550.030.20.320.1920.11520.11520.0576","El Paso, TX550799.999999999999125GEN0.0750.110.7200.320.210.02550.030.20.320.1920.11520.11520.0576","El Paso, TX550850125GEN0.0750.110.7200.320.210.02550.030.20.320.1920.11520.11520.0576","El Paso, TX550899.999999999999125GEN0.0750.110.7200.320.210.02550.030.20.320.1920.11520.11520.0576","El Paso, TX550950125GEN0.0750.110.7200.320.210.02550.030.20.320.1920.11520.11520.0576","El Paso, TX5501000125GEN0.0750.110.7200.320.210.02550.030.20.320.1920.11520.11520.0576","El Paso, TX6000125GEN0.0750.110.7200.320.210.02550.030.20.320.1920.11520.11520.0576","El Paso, TX60049.9999999999999125GEN0.0750.110.7200.320.210.02550.030.20.320.1920.11520.11520.0576","El Paso, TX600100125GEN0.0750.110.7200.320.210.02550.030.20.320.1920.11520.11520.0576","El Paso, TX600149.999999999999125GEN0.0750.110.7200.320.210.02550.030.20.320.1920.11520.11520.0576","El Paso, TX600199.999999999999125GEN0.0750.110.7200.320.210.02550.030.20.320.1920.11520.11520.0576","El Paso, TX600250125GEN0.0750.110.7200.320.210.02550.030.20.320.1920.11520.11520.0576","El Paso, TX600299.999999999999125GEN0.0750.110.7200.320.210.02550.030.20.320.1920.11520.11520.0576","El Paso, TX600349.999999999999125GEN0.0750.110.7200.320.210.02550.030.20.320.1920.11520.11520.0576","El Paso, TX600400125GEN0.0750.110.7200.320.210.02550.030.20.320.1920.11520.11520.0576","El Paso, TX600449.999999999999125GEN0.0750.110.7200.320.210.02550.030.20.320.1920.11520.11520.0576","El Paso, TX600499.999999999999125GEN0.0750.110.7200.320.210.02550.030.20.320.1920.11520.11520.0576","El Paso, TX600550125GEN0.0750.110.7200.320.210.02550.030.20.320.1920.11520.11520.0576","El Paso, TX600599.999999999999125GEN0.0750.110.7200.320.210.02550.030.20.320.1920.11520.11520.0576","El Paso, TX600649.999999999999125GEN0.0750.110.7200.320.210.02550.030.20.320.1920.11520.11520.0576","El Paso, TX600700125GEN0.0750.110.7200.320.210.02550.030.20.320.1920.11520.11520.0576","El Paso, TX600749.999999999999125GEN0.0750.110.7200.320.210.02550.030.20.320.1920.11520.11520.0576","El Paso, TX600799.999999999999125GEN0.0750.110.7200.320.210.02550.030.20.320.1920.11520.11520.0576","El Paso, TX600850125GEN0.0750.110.7200.320.210.02550.030.20.320.1920.11520.11520.0576","El Paso, TX600899.999999999999125GEN0.0750.110.7200.320.210.02550.030.20.320.1920.11520.11520.0576","El Paso, TX600950125GEN0.0750.110.7200.320.210.02550.030.20.320.1920.11520.11520.0576","El Paso, TX6001000125GEN0.0750.110.7200.320.210.02550.030.20.320.1920.11520.11520.0576","El Paso, TX6500125GEN0.0750.110.7200.320.210.02550.030.20.320.1920.11520.11520.0576","El Paso, TX65049.9999999999999125GEN0.0750.110.7200.320.210.02550.030.20.320.1920.11520.11520.0576","El Paso, TX650100125GEN0.0750.110.7200.320.210.02550.030.20.320.1920.11520.11520.0576","El Paso, TX650149.999999999999125GEN0.0750.110.7200.320.210.02550.030.20.320.1920.11520.11520.0576","El Paso, TX650199.999999999999125GEN0.0750.110.7200.320.210.02550.030.20.320.1920.11520.11520.0576","El Paso, TX650250125GEN0.0750.110.7200.320.210.02550.030.20.320.1920.11520.11520.0576","El Paso, TX650299.999999999999125GEN0.0750.110.7200.320.210.02550.030.20.320.1920.11520.11520.0576","El Paso, TX650349.999999999999125GEN0.0750.110.7200.320.210.02550.030.20.320.1920.11520.11520.0576","El Paso, TX650400125GEN0.0750.110.7200.320.210.02550.030.20.320.1920.11520.11520.0576","El Paso, TX650449.999999999999125GEN0.0750.110.7200.320.210.02550.030.20.320.1920.11520.11520.0576","El Paso, TX650499.999999999999125GEN0.0750.110.7200.320.210.02550.030.20.320.1920.11520.11520.0576","El Paso, TX650550125GEN0.0750.110.7200.320.210.02550.030.20.320.1920.11520.11520.0576","El Paso, TX650599.999999999999125GEN0.0750.110.7200.320.210.02550.030.20.320.1920.11520.11520.0576","El Paso, TX650649.999999999999125GEN0.0750.110.7200.320.210.02550.030.20.320.1920.11520.11520.0576","El Paso, TX650700125GEN0.0750.110.7200.320.210.02550.030.20.320.1920.11520.11520.0576",{"$f":"_xlfn.CONCAT(IT7:IT29)","v":"El Paso, TX650749.999999999999125GEN0.0750.110.7200.320.210.02550.030.20.320.1920.11520.11520.0576"},"El Paso, TX650799.999999999999125GEN0.0750.110.7200.320.210.02550.030.20.320.1920.11520.11520.0576","El Paso, TX650850125GEN0.0750.110.7200.320.210.02550.030.20.320.1920.11520.11520.0576","El Paso, TX650899.999999999999125GEN0.0750.110.7200.320.210.02550.030.20.320.1920.11520.11520.0576","El Paso, TX650950125GEN0.0750.110.7200.320.210.02550.030.20.320.1920.11520.11520.0576","El Paso, TX6501000125GEN0.0750.110.7200.320.210.02550.030.20.320.1920.11520.11520.0576","El Paso, TX7000125GEN0.0750.110.7200.320.210.02550.030.20.320.1920.11520.11520.0576","El Paso, TX70049.9999999999999125GEN0.0750.110.7200.320.210.02550.030.20.320.1920.11520.11520.0576","El Paso, TX700100125GEN0.0750.110.7200.320.210.02550.030.20.320.1920.11520.11520.0576","El Paso, TX700149.999999999999125GEN0.0750.110.7200.320.210.02550.030.20.320.1920.11520.11520.0576","El Paso, TX700199.999999999999125GEN0.0750.110.7200.320.210.02550.030.20.320.1920.11520.11520.0576","El Paso, TX700250125GEN0.0750.110.7200.320.210.02550.030.20.320.1920.11520.11520.0576","El Paso, TX700299.999999999999125GEN0.0750.110.7200.320.210.02550.030.20.320.1920.11520.11520.0576","El Paso, TX700349.999999999999125GEN0.0750.110.7200.320.210.02550.030.20.320.1920.11520.11520.0576","El Paso, TX700400125GEN0.0750.110.7200.320.210.02550.030.20.320.1920.11520.11520.0576","El Paso, TX700449.999999999999125GEN0.0750.110.7200.320.210.02550.030.20.320.1920.11520.11520.0576","El Paso, TX700499.999999999999125GEN0.0750.110.7200.320.210.02550.030.20.320.1920.11520.11520.0576","El Paso, TX700550125GEN0.0750.110.7200.320.210.02550.030.20.320.1920.11520.11520.0576","El Paso, TX700599.999999999999125GEN0.0750.110.7200.320.210.02550.030.20.320.1920.11520.11520.0576","El Paso, TX700649.999999999999125GEN0.0750.110.7200.320.210.02550.030.20.320.1920.11520.11520.0576","El Paso, TX700700125GEN0.0750.110.7200.320.210.02550.030.20.320.1920.11520.11520.0576","El Paso, TX700749.999999999999125GEN0.0750.110.7200.320.210.02550.030.20.320.1920.11520.11520.0576","El Paso, TX700799.999999999999125GEN0.0750.110.7200.320.210.02550.030.20.320.1920.11520.11520.0576","El Paso, TX700850125GEN0.0750.110.7200.320.210.02550.030.20.320.1920.11520.11520.0576","El Paso, TX700899.999999999999125GEN0.0750.110.7200.320.210.02550.030.20.320.1920.11520.11520.0576","El Paso, TX700950125GEN0.0750.110.7200.320.210.02550.030.20.320.1920.11520.11520.0576","El Paso, TX7001000125GEN0.0750.110.7200.320.210.02550.030.20.320.1920.11520.11520.0576","El Paso, TX7500125GEN0.0750.110.7200.320.210.02550.030.20.320.1920.11520.11520.0576","El Paso, TX75049.9999999999999125GEN0.0750.110.7200.320.210.02550.030.20.320.1920.11520.11520.0576","El Paso, TX750100125GEN0.0750.110.7200.320.210.02550.030.20.320.1920.11520.11520.0576","El Paso, TX750149.999999999999125GEN0.0750.110.7200.320.210.02550.030.20.320.1920.11520.11520.0576","El Paso, TX750199.999999999999125GEN0.0750.110.7200.320.210.02550.030.20.320.1920.11520.11520.0576","El Paso, TX750250125GEN0.0750.110.7200.320.210.02550.030.20.320.1920.11520.11520.0576","El Paso, TX750299.999999999999125GEN0.0750.110.7200.320.210.02550.030.20.320.1920.11520.11520.0576","El Paso, TX750349.999999999999125GEN0.0750.110.7200.320.210.02550.030.20.320.1920.11520.11520.0576","El Paso, TX750400125GEN0.0750.110.7200.320.210.02550.030.20.320.1920.11520.11520.0576","El Paso, TX750449.999999999999125GEN0.0750.110.7200.320.210.02550.030.20.320.1920.11520.11520.0576","El Paso, TX750499.999999999999125GEN0.0750.110.7200.320.210.02550.030.20.320.1920.11520.11520.0576","El Paso, TX750550125GEN0.0750.110.7200.320.210.02550.030.20.320.1920.11520.11520.0576","El Paso, TX750599.999999999999125GEN0.0750.110.7200.320.210.02550.030.20.320.1920.11520.11520.0576","El Paso, TX750649.999999999999125GEN0.0750.110.7200.320.210.02550.030.20.320.1920.11520.11520.0576","El Paso, TX750700125GEN0.0750.110.7200.320.210.02550.030.20.320.1920.11520.11520.0576","El Paso, TX750749.999999999999125GEN0.0750.110.7200.320.210.02550.030.20.320.1920.11520.11520.0576","El Paso, TX750799.999999999999125GEN0.0750.110.7200.320.210.02550.030.20.320.1920.11520.11520.0576","El Paso, TX750850125GEN0.0750.110.7200.320.210.02550.030.20.320.1920.11520.11520.0576","El Paso, TX750899.999999999999125GEN0.0750.110.7200.320.210.02550.030.20.320.1920.11520.11520.0576","El Paso, TX750950125GEN0.0750.110.7200.320.210.02550.030.20.320.1920.11520.11520.0576","El Paso, TX7501000125GEN0.0750.110.7200.320.210.02550.030.20.320.1920.11520.11520.0576","El Paso, TX8000125GEN0.0750.110.7200.320.210.02550.030.20.320.1920.11520.11520.0576","El Paso, TX80049.9999999999999125GEN0.0750.110.7200.320.210.02550.030.20.320.1920.11520.11520.0576","El Paso, TX800100125GEN0.0750.110.7200.320.210.02550.030.20.320.1920.11520.11520.0576","El Paso, TX800149.999999999999125GEN0.0750.110.7200.320.210.02550.030.20.320.1920.11520.11520.0576","El Paso, TX800199.999999999999125GEN0.0750.110.7200.320.210.02550.030.20.320.1920.11520.11520.0576","El Paso, TX800250125GEN0.0750.110.7200.320.210.02550.030.20.320.1920.11520.11520.0576","El Paso, TX800299.999999999999125GEN0.0750.110.7200.320.210.02550.030.20.320.1920.11520.11520.0576","El Paso, TX800349.999999999999125GEN0.0750.110.7200.320.210.02550.030.20.320.1920.11520.11520.0576","El Paso, TX800400125GEN0.0750.110.7200.320.210.02550.030.20.320.1920.11520.11520.0576","El Paso, TX800449.999999999999125GEN0.0750.110.7200.320.210.02550.030.20.320.1920.11520.11520.0576","El Paso, TX800499.999999999999125GEN0.0750.110.7200.320.210.02550.030.20.320.1920.11520.11520.0576","El Paso, TX800550125GEN0.0750.110.7200.320.210.02550.030.20.320.1920.11520.11520.0576","El Paso, TX800599.999999999999125GEN0.0750.110.7200.320.210.02550.030.20.320.1920.11520.11520.0576","El Paso, TX800649.999999999999125GEN0.0750.110.7200.320.210.02550.030.20.320.1920.11520.11520.0576","El Paso, TX800700125GEN0.0750.110.7200.320.210.02550.030.20.320.1920.11520.11520.0576","El Paso, TX800749.999999999999125GEN0.0750.110.7200.320.210.02550.030.20.320.1920.11520.11520.0576",{"$f":"_xlfn.CONCAT(LF7:LF29)","v":"El Paso, TX800799.999999999999125GEN0.0750.110.7200.320.210.02550.030.20.320.1920.11520.11520.0576"},"El Paso, TX800850125GEN0.0750.110.7200.320.210.02550.030.20.320.1920.11520.11520.0576","El Paso, TX800899.999999999999125GEN0.0750.110.7200.320.210.02550.030.20.320.1920.11520.11520.0576","El Paso, TX800950125GEN0.0750.110.7200.320.210.02550.030.20.320.1920.11520.11520.0576","El Paso, TX8001000125GEN0.0750.110.7200.320.210.02550.030.20.320.1920.11520.11520.0576","El Paso, TX8500125GEN0.0750.110.7200.320.210.02550.030.20.320.1920.11520.11520.0576","El Paso, TX85049.9999999999999125GEN0.0750.110.7200.320.210.02550.030.20.320.1920.11520.11520.0576","El Paso, TX850100125GEN0.0750.110.7200.320.210.02550.030.20.320.1920.11520.11520.0576","El Paso, TX850149.999999999999125GEN0.0750.110.7200.320.210.02550.030.20.320.1920.11520.11520.0576","El Paso, TX850199.999999999999125GEN0.0750.110.7200.320.210.02550.030.20.320.1920.11520.11520.0576","El Paso, TX850250125GEN0.0750.110.7200.320.210.02550.030.20.320.1920.11520.11520.0576","El Paso, TX850299.999999999999125GEN0.0750.110.7200.320.210.02550.030.20.320.1920.11520.11520.0576","El Paso, TX850349.999999999999125GEN0.0750.110.7200.320.210.02550.030.20.320.1920.11520.11520.0576","El Paso, TX850400125GEN0.0750.110.7200.320.210.02550.030.20.320.1920.11520.11520.0576","El Paso, TX850449.999999999999125GEN0.0750.110.7200.320.210.02550.030.20.320.1920.11520.11520.0576","El Paso, TX850499.999999999999125GEN0.0750.110.7200.320.210.02550.030.20.320.1920.11520.11520.0576","El Paso, TX850550125GEN0.0750.110.7200.320.210.02550.030.20.320.1920.11520.11520.0576","El Paso, TX850599.999999999999125GEN0.0750.110.7200.320.210.02550.030.20.320.1920.11520.11520.0576","El Paso, TX850649.999999999999125GEN0.0750.110.7200.320.210.02550.030.20.320.1920.11520.11520.0576","El Paso, TX850700125GEN0.0750.110.7200.320.210.02550.030.20.320.1920.11520.11520.0576","El Paso, TX850749.999999999999125GEN0.0750.110.7200.320.210.02550.030.20.320.1920.11520.11520.0576","El Paso, TX850799.999999999999125GEN0.0750.110.7200.320.210.02550.030.20.320.1920.11520.11520.0576","El Paso, TX850850125GEN0.0750.110.7200.320.210.02550.030.20.320.1920.11520.11520.0576","El Paso, TX850899.999999999999125GEN0.0750.110.7200.320.210.02550.030.20.320.1920.11520.11520.0576","El Paso, TX850950125GEN0.0750.110.7200.320.210.02550.030.20.320.1920.11520.11520.0576","El Paso, TX8501000125GEN0.0750.110.7200.320.210.02550.030.20.320.1920.11520.11520.0576","El Paso, TX9000125GEN0.0750.110.7200.320.210.02550.030.20.320.1920.11520.11520.0576","El Paso, TX90049.9999999999999125GEN0.0750.110.7200.320.210.02550.030.20.320.1920.11520.11520.0576","El Paso, TX900100125GEN0.0750.110.7200.320.210.02550.030.20.320.1920.11520.11520.0576","El Paso, TX900149.999999999999125GEN0.0750.110.7200.320.210.02550.030.20.320.1920.11520.11520.0576","El Paso, TX900199.999999999999125GEN0.0750.110.7200.320.210.02550.030.20.320.1920.11520.11520.0576","El Paso, TX900250125GEN0.0750.110.7200.320.210.02550.030.20.320.1920.11520.11520.0576","El Paso, TX900299.999999999999125GEN0.0750.110.7200.320.210.02550.030.20.320.1920.11520.11520.0576","El Paso, TX900349.999999999999125GEN0.0750.110.7200.320.210.02550.030.20.320.1920.11520.11520.0576","El Paso, TX900400125GEN0.0750.110.7200.320.210.02550.030.20.320.1920.11520.11520.0576","El Paso, TX900449.999999999999125GEN0.0750.110.7200.320.210.02550.030.20.320.1920.11520.11520.0576","El Paso, TX900499.999999999999125GEN0.0750.110.7200.320.210.02550.030.20.320.1920.11520.11520.0576","El Paso, TX900550125GEN0.0750.110.7200.320.210.02550.030.20.320.1920.11520.11520.0576","El Paso, TX900599.999999999999125GEN0.0750.110.7200.320.210.02550.030.20.320.1920.11520.11520.0576","El Paso, TX900649.999999999999125GEN0.0750.110.7200.320.210.02550.030.20.320.1920.11520.11520.0576","El Paso, TX900700125GEN0.0750.110.7200.320.210.02550.030.20.320.1920.11520.11520.0576","El Paso, TX900749.999999999999125GEN0.0750.110.7200.320.210.02550.030.20.320.1920.11520.11520.0576","El Paso, TX900799.999999999999125GEN0.0750.110.7200.320.210.02550.030.20.320.1920.11520.11520.0576","El Paso, TX900850125GEN0.0750.110.7200.320.210.02550.030.20.320.1920.11520.11520.0576","El Paso, TX900899.999999999999125GEN0.0750.110.7200.320.210.02550.030.20.320.1920.11520.11520.0576","El Paso, TX900950125GEN0.0750.110.7200.320.210.02550.030.20.320.1920.11520.11520.0576","El Paso, TX9001000125GEN0.0750.110.7200.320.210.02550.030.20.320.1920.11520.11520.0576","El Paso, TX9500125GEN0.0750.110.7200.320.210.02550.030.20.320.1920.11520.11520.0576","El Paso, TX95049.9999999999999125GEN0.0750.110.7200.320.210.02550.030.20.320.1920.11520.11520.0576","El Paso, TX950100125GEN0.0750.110.7200.320.210.02550.030.20.320.1920.11520.11520.0576","El Paso, TX950149.999999999999125GEN0.0750.110.7200.320.210.02550.030.20.320.1920.11520.11520.0576","El Paso, TX950199.999999999999125GEN0.0750.110.7200.320.210.02550.030.20.320.1920.11520.11520.0576","El Paso, TX950250125GEN0.0750.110.7200.320.210.02550.030.20.320.1920.11520.11520.0576","El Paso, TX950299.999999999999125GEN0.0750.110.7200.320.210.02550.030.20.320.1920.11520.11520.0576","El Paso, TX950349.999999999999125GEN0.0750.110.7200.320.210.02550.030.20.320.1920.11520.11520.0576","El Paso, TX950400125GEN0.0750.110.7200.320.210.02550.030.20.320.1920.11520.11520.0576","El Paso, TX950449.999999999999125GEN0.0750.110.7200.320.210.02550.030.20.320.1920.11520.11520.0576","El Paso, TX950499.999999999999125GEN0.0750.110.7200.320.210.02550.030.20.320.1920.11520.11520.0576","El Paso, TX950550125GEN0.0750.110.7200.320.210.02550.030.20.320.1920.11520.11520.0576","El Paso, TX950599.999999999999125GEN0.0750.110.7200.320.210.02550.030.20.320.1920.11520.11520.0576","El Paso, TX950649.999999999999125GEN0.0750.110.7200.320.210.02550.030.20.320.1920.11520.11520.0576","El Paso, TX950700125GEN0.0750.110.7200.320.210.02550.030.20.320.1920.11520.11520.0576","El Paso, TX950749.999999999999125GEN0.0750.110.7200.320.210.02550.030.20.320.1920.11520.11520.0576","El Paso, TX950799.999999999999125GEN0.0750.110.7200.320.210.02550.030.20.320.1920.11520.11520.0576",{"$f":"_xlfn.CONCAT(NR7:NR29)","v":"El Paso, TX950850125GEN0.0750.110.7200.320.210.02550.030.20.320.1920.11520.11520.0576"},"El Paso, TX950899.999999999999125GEN0.0750.110.7200.320.210.02550.030.20.320.1920.11520.11520.0576","El Paso, TX950950125GEN0.0750.110.7200.320.210.02550.030.20.320.1920.11520.11520.0576","El Paso, TX9501000125GEN0.0750.110.7200.320.210.02550.030.20.320.1920.11520.11520.0576","El Paso, TX10000125GEN0.0750.110.7200.320.210.02550.030.20.320.1920.11520.11520.0576","El Paso, TX100049.9999999999999125GEN0.0750.110.7200.320.210.02550.030.20.320.1920.11520.11520.0576","El Paso, TX1000100125GEN0.0750.110.7200.320.210.02550.030.20.320.1920.11520.11520.0576","El Paso, TX1000149.999999999999125GEN0.0750.110.7200.320.210.02550.030.20.320.1920.11520.11520.0576","El Paso, TX1000199.999999999999125GEN0.0750.110.7200.320.210.02550.030.20.320.1920.11520.11520.0576","El Paso, TX1000250125GEN0.0750.110.7200.320.210.02550.030.20.320.1920.11520.11520.0576","El Paso, TX1000299.999999999999125GEN0.0750.110.7200.320.210.02550.030.20.320.1920.11520.11520.0576","El Paso, TX1000349.999999999999125GEN0.0750.110.7200.320.210.02550.030.20.320.1920.11520.11520.0576","El Paso, TX1000400125GEN0.0750.110.7200.320.210.02550.030.20.320.1920.11520.11520.0576","El Paso, TX1000449.999999999999125GEN0.0750.110.7200.320.210.02550.030.20.320.1920.11520.11520.0576","El Paso, TX1000499.999999999999125GEN0.0750.110.7200.320.210.02550.030.20.320.1920.11520.11520.0576","El Paso, TX1000550125GEN0.0750.110.7200.320.210.02550.030.20.320.1920.11520.11520.0576","El Paso, TX1000599.999999999999125GEN0.0750.110.7200.320.210.02550.030.20.320.1920.11520.11520.0576","El Paso, TX1000649.999999999999125GEN0.0750.110.7200.320.210.02550.030.20.320.1920.11520.11520.0576","El Paso, TX1000700125GEN0.0750.110.7200.320.210.02550.030.20.320.1920.11520.11520.0576","El Paso, TX1000749.999999999999125GEN0.0750.110.7200.320.210.02550.030.20.320.1920.11520.11520.0576","El Paso, TX1000799.999999999999125GEN0.0750.110.7200.320.210.02550.030.20.320.1920.11520.11520.0576","El Paso, TX1000850125GEN0.0750.110.7200.320.210.02550.030.20.320.1920.11520.11520.0576","El Paso, TX1000899.999999999999125GEN0.0750.110.7200.320.210.02550.030.20.320.1920.11520.11520.0576","El Paso, TX1000950125GEN0.0750.110.7200.320.210.02550.030.20.320.1920.11520.11520.0576","El Paso, TX10001000125GEN0.0750.110.7200.320.210.02550.030.20.320.1920.11520.11520.0576"]
[null,null,"Last Run Case ID",null,"El Paso, TX00125GT0.0750.110.7200.320.210.02550.030.20.320.1920.11520.11520.0576","El Paso, TX00125GT0.0750.110.7200.320.210.02550.030.20.320.1920.11520.11520.0576","El Paso, TX00125GEN0.0750.110.7200.320.210.02550.030.20.320.1920.11520.11520.0576","El Paso, TX500125GEN0.0750.110.7200.320.210.02550.030.20.320.1920.11520.11520.0576","El Paso, TX5049.9999999999999125GEN0.0750.110.7200.320.210.02550.030.20.320.1920.11520.11520.0576","El Paso, TX50100125GEN0.0750.110.7200.320.210.02550.030.20.320.1920.11520.11520.0576","El Paso, TX50149.999999999999125GEN0.0750.110.7200.320.210.02550.030.20.320.1920.11520.11520.0576","El Paso, TX50199.999999999999125GEN0.0750.110.7200.320.210.02550.030.20.320.1920.11520.11520.0576","El Paso, TX50250125GEN0.0750.110.7200.320.210.02550.030.20.320.1920.11520.11520.0576","El Paso, TX50299.999999999999125GEN0.0750.110.7200.320.210.02550.030.20.320.1920.11520.11520.0576","El Paso, TX50349.999999999999125GEN0.0750.110.7200.320.210.02550.030.20.320.1920.11520.11520.0576","El Paso, TX50400125GEN0.0750.110.7200.320.210.02550.030.20.320.1920.11520.11520.0576","El Paso, TX50449.999999999999125GEN0.0750.110.7200.320.210.02550.030.20.320.1920.11520.11520.0576","El Paso, TX50499.999999999999125GEN0.0750.110.7200.320.210.02550.030.20.320.1920.11520.11520.0576","El Paso, TX50550125GEN0.0750.110.7200.320.210.02550.030.20.320.1920.11520.11520.0576","El Paso, TX50599.999999999999125GEN0.0750.110.7200.320.210.02550.030.20.320.1920.11520.11520.0576","El Paso, TX50649.999999999999125GEN0.0750.110.7200.320.210.02550.030.20.320.1920.11520.11520.0576","El Paso, TX50700125GEN0.0750.110.7200.320.210.02550.030.20.320.1920.11520.11520.0576","El Paso, TX50749.999999999999125GEN0.0750.110.7200.320.210.02550.030.20.320.1920.11520.11520.0576","El Paso, TX50799.999999999999125GEN0.0750.110.7200.320.210.02550.030.20.320.1920.11520.11520.0576","El Paso, TX50850125GEN0.0750.110.7200.320.210.02550.030.20.320.1920.11520.11520.0576","El Paso, TX50899.999999999999125GEN0.0750.110.7200.320.210.02550.030.20.320.1920.11520.11520.0576","El Paso, TX50950125GEN0.0750.110.7200.320.210.02550.030.20.320.1920.11520.11520.0576","El Paso, TX501000125GEN0.0750.110.7200.320.210.02550.030.20.320.1920.11520.11520.0576","El Paso, TX1000125GEN0.0750.110.7200.320.210.02550.030.20.320.1920.11520.11520.0576","El Paso, TX10049.9999999999999125GEN0.0750.110.7200.320.210.02550.030.20.320.1920.11520.11520.0576","El Paso, TX100100125GEN0.0750.110.7200.320.210.02550.030.20.320.1920.11520.11520.0576","El Paso, TX100149.999999999999125GEN0.0750.110.7200.320.210.02550.030.20.320.1920.11520.11520.0576","El Paso, TX100199.999999999999125GEN0.0750.110.7200.320.210.02550.030.20.320.1920.11520.11520.0576","El Paso, TX100250125GEN0.0750.110.7200.320.210.02550.030.20.320.1920.11520.11520.0576","El Paso, TX100299.999999999999125GEN0.0750.110.7200.320.210.02550.030.20.320.1920.11520.11520.0576","El Paso, TX100349.999999999999125GEN0.0750.110.7200.320.210.02550.030.20.320.1920.11520.11520.0576","El Paso, TX100400125GEN0.0750.110.7200.320.210.02550.030.20.320.1920.11520.11520.0576","El Paso, TX100449.999999999999125GEN0.0750.110.7200.320.210.02550.030.20.320.1920.11520.11520.0576","El Paso, TX100499.999999999999125GEN0.0750.110.7200.320.210.02550.030.20.320.1920.11520.11520.0576","El Paso, TX100550125GEN0.0750.110.7200.320.210.02550.030.20.320.1920.11520.11520.0576","El Paso, TX100599.999999999999125GEN0.0750.110.7200.320.210.02550.030.20.320.1920.11520.11520.0576","El Paso, TX100649.999999999999125GEN0.0750.110.7200.320.210.02550.030.20.320.1920.11520.11520.0576","El Paso, TX100700125GEN0.0750.110.7200.320.210.02550.030.20.320.1920.11520.11520.0576","El Paso, TX100749.999999999999125GEN0.0750.110.7200.320.210.02550.030.20.320.1920.11520.11520.0576","El Paso, TX100799.999999999999125GEN0.0750.110.7200.320.210.02550.030.20.320.1920.11520.11520.0576","El Paso, TX100850125GEN0.0750.110.7200.320.210.02550.030.20.320.1920.11520.11520.0576","El Paso, TX100899.999999999999125GEN0.0750.110.7200.320.210.02550.030.20.320.1920.11520.11520.0576","El Paso, TX100950125GEN0.0750.110.7200.320.210.02550.030.20.320.1920.11520.11520.0576","El Paso, TX1001000125GEN0.0750.110.7200.320.210.02550.030.20.320.1920.11520.11520.0576","El Paso, TX1500125GEN0.0750.110.7200.320.210.02550.030.20.320.1920.11520.11520.0576","El Paso, TX15049.9999999999999125GEN0.0750.110.7200.320.210.02550.030.20.320.1920.11520.11520.0576","El Paso, TX150100125GEN0.0750.110.7200.320.210.02550.030.20.320.1920.11520.11520.0576","El Paso, TX150149.999999999999125GEN0.0750.110.7200.320.210.02550.030.20.320.1920.11520.11520.0576","El Paso, TX150199.999999999999125GEN0.0750.110.7200.320.210.02550.030.20.320.1920.11520.11520.0576","El Paso, TX150250125GEN0.0750.110.7200.320.210.02550.030.20.320.1920.11520.11520.0576","El Paso, TX150299.999999999999125GEN0.0750.110.7200.320.210.02550.030.20.320.1920.11520.11520.0576","El Paso, TX150349.999999999999125GEN0.0750.110.7200.320.210.02550.030.20.320.1920.11520.11520.0576","El Paso, TX150400125GEN0.0750.110.7200.320.210.02550.030.20.320.1920.11520.11520.0576","El Paso, TX150449.999999999999125GEN0.0750.110.7200.320.210.02550.030.20.320.1920.11520.11520.0576","El Paso, TX150499.999999999999125GEN0.0750.110.7200.320.210.02550.030.20.320.1920.11520.11520.0576","El Paso, TX150550125GEN0.0750.110.7200.320.210.02550.030.20.320.1920.11520.11520.0576","El Paso, TX150599.999999999999125GEN0.0750.110.7200.320.210.02550.030.20.320.1920.11520.11520.0576","El Paso, TX150649.999999999999125GEN0.0750.110.7200.320.210.02550.030.20.320.1920.11520.11520.0576","El Paso, TX150700125GEN0.0750.110.7200.320.210.02550.030.20.320.1920.11520.11520.0576","El Paso, TX150749.999999999999125GEN0.0750.110.7200.320.210.02550.030.20.320.1920.11520.11520.0576","El Paso, TX150799.999999999999125GEN0.0750.110.7200.320.210.02550.030.20.320.1920.11520.11520.0576","El Paso, TX150850125GEN0.0750.110.7200.320.210.02550.030.20.320.1920.11520.11520.0576","El Paso, TX150899.999999999999125GEN0.0750.110.7200.320.210.02550.030.20.320.1920.11520.11520.0576","El Paso, TX150950125GEN0.0750.110.7200.320.210.02550.030.20.320.1920.11520.11520.0576","El Paso, TX1501000125GEN0.0750.110.7200.320.210.02550.030.20.320.1920.11520.11520.0576","El Paso, TX2000125GEN0.0750.110.7200.320.210.02550.030.20.320.1920.11520.11520.0576","El Paso, TX20049.9999999999999125GEN0.0750.110.7200.320.210.02550.030.20.320.1920.11520.11520.0576","El Paso, TX200100125GEN0.0750.110.7200.320.210.02550.030.20.320.1920.11520.11520.0576","El Paso, TX200149.999999999999125GEN0.0750.110.7200.320.210.02550.030.20.320.1920.11520.11520.0576","El Paso, TX200199.999999999999125GEN0.0750.110.7200.320.210.02550.030.20.320.1920.11520.11520.0576","El Paso, TX200250125GEN0.0750.110.7200.320.210.02550.030.20.320.1920.11520.11520.0576","El Paso, TX200299.999999999999125GEN0.0750.110.7200.320.210.02550.030.20.320.1920.11520.11520.0576","El Paso, TX200349.999999999999125GEN0.0750.110.7200.320.210.02550.030.20.320.1920.11520.11520.0576","El Paso, TX200400125GEN0.0750.110.7200.320.210.02550.030.20.320.1920.11520.11520.0576","El Paso, TX200449.999999999999125GEN0.0750.110.7200.320.210.02550.030.20.320.1920.11520.11520.0576","El Paso, TX200499.999999999999125GEN0.0750.110.7200.320.210.02550.030.20.320.1920.11520.11520.0576","El Paso, TX200550125GEN0.0750.110.7200.320.210.02550.030.20.320.1920.11520.11520.0576","El Paso, TX200599.999999999999125GEN0.0750.110.7200.320.210.02550.030.20.320.1920.11520.11520.0576","El Paso, TX200649.999999999999125GEN0.0750.110.7200.320.210.02550.030.20.320.1920.11520.11520.0576","El Paso, TX200700125GEN0.0750.110.7200.320.210.02550.030.20.320.1920.11520.11520.0576","El Paso, TX200749.999999999999125GEN0.0750.110.7200.320.210.02550.030.20.320.1920.11520.11520.0576","El Paso, TX200799.999999999999125GEN0.0750.110.7200.320.210.02550.030.20.320.1920.11520.11520.0576","El Paso, TX200850125GEN0.0750.110.7200.320.210.02550.030.20.320.1920.11520.11520.0576","El Paso, TX200899.999999999999125GEN0.0750.110.7200.320.210.02550.030.20.320.1920.11520.11520.0576","El Paso, TX200950125GEN0.0750.110.7200.320.210.02550.030.20.320.1920.11520.11520.0576","El Paso, TX2001000125GEN0.0750.110.7200.320.210.02550.030.20.320.1920.11520.11520.0576","El Paso, TX2500125GEN0.0750.110.7200.320.210.02550.030.20.320.1920.11520.11520.0576","El Paso, TX25049.9999999999999125GEN0.0750.110.7200.320.210.02550.030.20.320.1920.11520.11520.0576","El Paso, TX250100125GEN0.0750.110.7200.320.210.02550.030.20.320.1920.11520.11520.0576","El Paso, TX250149.999999999999125GEN0.0750.110.7200.320.210.02550.030.20.320.1920.11520.11520.0576","El Paso, TX250199.999999999999125GEN0.0750.110.7200.320.210.02550.030.20.320.1920.11520.11520.0576","El Paso, TX250250125GEN0.0750.110.7200.320.210.02550.030.20.320.1920.11520.11520.0576","El Paso, TX250299.999999999999125GEN0.0750.110.7200.320.210.02550.030.20.320.1920.11520.11520.0576","El Paso, TX250349.999999999999125GEN0.0750.110.7200.320.210.02550.030.20.320.1920.11520.11520.0576","El Paso, TX250400125GEN0.0750.110.7200.320.210.02550.030.20.320.1920.11520.11520.0576","El Paso, TX250449.999999999999125GEN0.0750.110.7200.320.210.02550.030.20.320.1920.11520.11520.0576","El Paso, TX250499.999999999999125GEN0.0750.110.7200.320.210.02550.030.20.320.1920.11520.11520.0576","El Paso, TX250550125GEN0.0750.110.7200.320.210.02550.030.20.320.1920.11520.11520.0576","El Paso, TX250599.999999999999125GEN0.0750.110.7200.320.210.02550.030.20.320.1920.11520.11520.0576","El Paso, TX250649.999999999999125GEN0.0750.110.7200.320.210.02550.030.20.320.1920.11520.11520.0576","El Paso, TX250700125GEN0.0750.110.7200.320.210.02550.030.20.320.1920.11520.11520.0576","El Paso, TX250749.999999999999125GEN0.0750.110.7200.320.210.02550.030.20.320.1920.11520.11520.0576","El Paso, TX250799.999999999999125GEN0.0750.110.7200.320.210.02550.030.20.320.1920.11520.11520.0576","El Paso, TX250850125GEN0.0750.110.7200.320.210.02550.030.20.320.1920.11520.11520.0576","El Paso, TX250899.999999999999125GEN0.0750.110.7200.320.210.02550.030.20.320.1920.11520.11520.0576","El Paso, TX250950125GEN0.0750.110.7200.320.210.02550.030.20.320.1920.11520.11520.0576","El Paso, TX2501000125GEN0.0750.110.7200.320.210.02550.030.20.320.1920.11520.11520.0576","El Paso, TX3000125GEN0.0750.110.7200.320.210.02550.030.20.320.1920.11520.11520.0576","El Paso, TX30049.9999999999999125GEN0.0750.110.7200.320.210.02550.030.20.320.1920.11520.11520.0576","El Paso, TX300100125GEN0.0750.110.7200.320.210.02550.030.20.320.1920.11520.11520.0576","El Paso, TX300149.999999999999125GEN0.0750.110.7200.320.210.02550.030.20.320.1920.11520.11520.0576","El Paso, TX300199.999999999999125GEN0.0750.110.7200.320.210.02550.030.20.320.1920.11520.11520.0576","El Paso, TX300250125GEN0.0750.110.7200.320.210.02550.030.20.320.1920.11520.11520.0576","El Paso, TX300299.999999999999125GEN0.0750.110.7200.320.210.02550.030.20.320.1920.11520.11520.0576","El Paso, TX300349.999999999999125GEN0.0750.110.7200.320.210.02550.030.20.320.1920.11520.11520.0576","El Paso, TX300400125GEN0.0750.110.7200.320.210.02550.030.20.320.1920.11520.11520.0576","El Paso, TX300449.999999999999125GEN0.0750.110.7200.320.210.02550.030.20.320.1920.11520.11520.0576","El Paso, TX300499.999999999999125GEN0.0750.110.7200.320.210.02550.030.20.320.1920.11520.11520.0576","El Paso, TX300550125GEN0.0750.110.7200.320.210.02550.030.20.320.1920.11520.11520.0576","El Paso, TX300599.999999999999125GEN0.0750.110.7200.320.210.02550.030.20.320.1920.11520.11520.0576","El Paso, TX300649.999999999999125GEN0.0750.110.7200.320.210.02550.030.20.320.1920.11520.11520.0576","El Paso, TX300700125GEN0.0750.110.7200.320.210.02550.030.20.320.1920.11520.11520.0576","El Paso, TX300749.999999999999125GEN0.0750.110.7200.320.210.02550.030.20.320.1920.11520.11520.0576","El Paso, TX300799.999999999999125GEN0.0750.110.7200.320.210.02550.030.20.320.1920.11520.11520.0576","El Paso, TX300850125GEN0.0750.110.7200.320.210.02550.030.20.320.1920.11520.11520.0576","El Paso, TX300899.999999999999125GEN0.0750.110.7200.320.210.02550.030.20.320.1920.11520.11520.0576","El Paso, TX300950125GEN0.0750.110.7200.320.210.02550.030.20.320.1920.11520.11520.0576","El Paso, TX3001000125GEN0.0750.110.7200.320.210.02550.030.20.320.1920.11520.11520.0576","El Paso, TX3500125GEN0.0750.110.7200.320.210.02550.030.20.320.1920.11520.11520.0576","El Paso, TX35049.9999999999999125GEN0.0750.110.7200.320.210.02550.030.20.320.1920.11520.11520.0576","El Paso, TX350100125GEN0.0750.110.7200.320.210.02550.030.20.320.1920.11520.11520.0576","El Paso, TX350149.999999999999125GEN0.0750.110.7200.320.210.02550.030.20.320.1920.11520.11520.0576","El Paso, TX350199.999999999999125GEN0.0750.110.7200.320.210.02550.030.20.320.1920.11520.11520.0576","El Paso, TX350250125GEN0.0750.110.7200.320.210.02550.030.20.320.1920.11520.11520.0576","El Paso, TX350299.999999999999125GEN0.0750.110.7200.320.210.02550.030.20.320.1920.11520.11520.0576","El Paso, TX350349.999999999999125GEN0.0750.110.7200.320.210.02550.030.20.320.1920.11520.11520.0576","El Paso, TX350400125GEN0.0750.110.7200.320.210.02550.030.20.320.1920.11520.11520.0576","El Paso, TX350449.999999999999125GEN0.0750.110.7200.320.210.02550.030.20.320.1920.11520.11520.0576","El Paso, TX350499.999999999999125GEN0.0750.110.7200.320.210.02550.030.20.320.1920.11520.11520.0576","El Paso, TX350550125GEN0.0750.110.7200.320.210.02550.030.20.320.1920.11520.11520.0576","El Paso, TX350599.999999999999125GEN0.0750.110.7200.320.210.02550.030.20.320.1920.11520.11520.0576","El Paso, TX350649.999999999999125GEN0.0750.110.7200.320.210.02550.030.20.320.1920.11520.11520.0576","El Paso, TX350700125GEN0.0750.110.7200.320.210.02550.030.20.320.1920.11520.11520.0576","El Paso, TX350749.999999999999125GEN0.0750.110.7200.320.210.02550.030.20.320.1920.11520.11520.0576","El Paso, TX350799.999999999999125GEN0.0750.110.7200.320.210.02550.030.20.320.1920.11520.11520.0576","El Paso, TX350850125GEN0.0750.110.7200.320.210.02550.030.20.320.1920.11520.11520.0576","El Paso, TX350899.999999999999125GEN0.0750.110.7200.320.210.02550.030.20.320.1920.11520.11520.0576","El Paso, TX350950125GEN0.0750.110.7200.320.210.02550.030.20.320.1920.11520.11520.0576","El Paso, TX3501000125GEN0.0750.110.7200.320.210.02550.030.20.320.1920.11520.11520.0576","El Paso, TX4000125GEN0.0750.110.7200.320.210.02550.030.20.320.1920.11520.11520.0576","El Paso, TX40049.9999999999999125GEN0.0750.110.7200.320.210.02550.030.20.320.1920.11520.11520.0576","El Paso, TX400100125GEN0.0750.110.7200.320.210.02550.030.20.320.1920.11520.11520.0576","El Paso, TX400149.999999999999125GEN0.0750.110.7200.320.210.02550.030.20.320.1920.11520.11520.0576","El Paso, TX400199.999999999999125GEN0.0750.110.7200.320.210.02550.030.20.320.1920.11520.11520.0576","El Paso, TX400250125GEN0.0750.110.7200.320.210.02550.030.20.320.1920.11520.11520.0576","El Paso, TX400299.999999999999125GEN0.0750.110.7200.320.210.02550.030.20.320.1920.11520.11520.0576","El Paso, TX400349.999999999999125GEN0.0750.110.7200.320.210.02550.030.20.320.1920.11520.11520.0576","El Paso, TX400400125GEN0.0750.110.7200.320.210.02550.030.20.320.1920.11520.11520.0576","El Paso, TX400449.999999999999125GEN0.0750.110.7200.320.210.02550.030.20.320.1920.11520.11520.0576","El Paso, TX400499.999999999999125GEN0.0750.110.7200.320.210.02550.030.20.320.1920.11520.11520.0576","El Paso, TX400550125GEN0.0750.110.7200.320.210.02550.030.20.320.1920.11520.11520.0576","El Paso, TX400599.999999999999125GEN0.0750.110.7200.320.210.02550.030.20.320.1920.11520.11520.0576","El Paso, TX400649.999999999999125GEN0.0750.110.7200.320.210.02550.030.20.320.1920.11520.11520.0576","El Paso, TX400700125GEN0.0750.110.7200.320.210.02550.030.20.320.1920.11520.11520.0576","El Paso, TX400749.999999999999125GEN0.0750.110.7200.320.210.02550.030.20.320.1920.11520.11520.0576","El Paso, TX400799.999999999999125GEN0.0750.110.7200.320.210.02550.030.20.320.1920.11520.11520.0576","El Paso, TX400850125GEN0.0750.110.7200.320.210.02550.030.20.320.1920.11520.11520.0576","El Paso, TX400899.999999999999125GEN0.0750.110.7200.320.210.02550.030.20.320.1920.11520.11520.0576","El Paso, TX400950125GEN0.0750.110.7200.320.210.02550.030.20.320.1920.11520.11520.0576","El Paso, TX4001000125GEN0.0750.110.7200.320.210.02550.030.20.320.1920.11520.11520.0576","El Paso, TX5000125GEN0.0750.110.7200.320.210.02550.030.20.320.1920.11520.11520.0576","El Paso, TX50049.9999999999999125GEN0.0750.110.7200.320.210.02550.030.20.320.1920.11520.11520.0576","El Paso, TX500100125GEN0.0750.110.7200.320.210.02550.030.20.320.1920.11520.11520.0576","El Paso, TX500149.999999999999125GEN0.0750.110.7200.320.210.02550.030.20.320.1920.11520.11520.0576","El Paso, TX500199.999999999999125GEN0.0750.110.7200.320.210.02550.030.20.320.1920.11520.11520.0576","El Paso, TX500250125GEN0.0750.110.7200.320.210.02550.030.20.320.1920.11520.11520.0576","El Paso, TX500299.999999999999125GEN0.0750.110.7200.320.210.02550.030.20.320.1920.11520.11520.0576","El Paso, TX500349.999999999999125GEN0.0750.110.7200.320.210.02550.030.20.320.1920.11520.11520.0576","El Paso, TX500400125GEN0.0750.110.7200.320.210.02550.030.20.320.1920.11520.11520.0576","El Paso, TX500449.999999999999125GEN0.0750.110.7200.320.210.02550.030.20.320.1920.11520.11520.0576","El Paso, TX500499.999999999999125GEN0.0750.110.7200.320.210.02550.030.20.320.1920.11520.11520.0576","El Paso, TX500550125GEN0.0750.110.7200.320.210.02550.030.20.320.1920.11520.11520.0576","El Paso, TX500599.999999999999125GEN0.0750.110.7200.320.210.02550.030.20.320.1920.11520.11520.0576","El Paso, TX500649.999999999999125GEN0.0750.110.7200.320.210.02550.030.20.320.1920.11520.11520.0576","El Paso, TX500700125GEN0.0750.110.7200.320.210.02550.030.20.320.1920.11520.11520.0576","El Paso, TX500749.999999999999125GEN0.0750.110.7200.320.210.02550.030.20.320.1920.11520.11520.0576","El Paso, TX500799.999999999999125GEN0.0750.110.7200.320.210.02550.030.20.320.1920.11520.11520.0576","El Paso, TX500850125GEN0.0750.110.7200.320.210.02550.030.20.320.1920.11520.11520.0576","El Paso, TX500899.999999999999125GEN0.0750.110.7200.320.210.02550.030.20.320.1920.11520.11520.0576","El Paso, TX500950125GEN0.0750.110.7200.320.210.02550.030.20.320.1920.11520.11520.0576","El Paso, TX5001000125GEN0.0750.110.7200.320.210.02550.030.20.320.1920.11520.11520.0576","El Paso, TX5500125GEN0.0750.110.7200.320.210.02550.030.20.320.1920.11520.11520.0576","El Paso, TX55049.9999999999999125GEN0.0750.110.7200.320.210.02550.030.20.320.1920.11520.11520.0576","El Paso, TX550100125GEN0.0750.110.7200.320.210.02550.030.20.320.1920.11520.11520.0576","El Paso, TX550149.999999999999125GEN0.0750.110.7200.320.210.02550.030.20.320.1920.11520.11520.0576","El Paso, TX550199.999999999999125GEN0.0750.110.7200.320.210.02550.030.20.320.1920.11520.11520.0576","El Paso, TX550250125GEN0.0750.110.7200.320.210.02550.030.20.320.1920.11520.11520.0576","El Paso, TX550299.999999999999125GEN0.0750.110.7200.320.210.02550.030.20.320.1920.11520.11520.0576","El Paso, TX550349.999999999999125GEN0.0750.110.7200.320.210.02550.030.20.320.1920.11520.11520.0576","El Paso, TX550400125GEN0.0750.110.7200.320.210.02550.030.20.320.1920.11520.11520.0576","El Paso, TX550449.999999999999125GEN0.0750.110.7200.320.210.02550.030.20.320.1920.11520.11520.0576","El Paso, TX550499.999999999999125GEN0.0750.110.7200.320.210.02550.030.20.320.1920.11520.11520.0576","El Paso, TX550550125GEN0.0750.110.7200.320.210.02550.030.20.320.1920.11520.11520.0576","El Paso, TX550599.999999999999125GEN0.0750.110.7200.320.210.02550.030.20.320.1920.11520.11520.0576","El Paso, TX550649.999999999999125GEN0.0750.110.7200.320.210.02550.030.20.320.1920.11520.11520.0576","El Paso, TX550700125GEN0.0750.110.7200.320.210.02550.030.20.320.1920.11520.11520.0576","El Paso, TX550749.999999999999125GEN0.0750.110.7200.320.210.02550.030.20.320.1920.11520.11520.0576","El Paso, TX550799.999999999999125GEN0.0750.110.7200.320.210.02550.030.20.320.1920.11520.11520.0576","El Paso, TX550850125GEN0.0750.110.7200.320.210.02550.030.20.320.1920.11520.11520.0576","El Paso, TX550899.999999999999125GEN0.0750.110.7200.320.210.02550.030.20.320.1920.11520.11520.0576","El Paso, TX550950125GEN0.0750.110.7200.320.210.02550.030.20.320.1920.11520.11520.0576","El Paso, TX5501000125GEN0.0750.110.7200.320.210.02550.030.20.320.1920.11520.11520.0576","El Paso, TX6000125GEN0.0750.110.7200.320.210.02550.030.20.320.1920.11520.11520.0576","El Paso, TX60049.9999999999999125GEN0.0750.110.7200.320.210.02550.030.20.320.1920.11520.11520.0576","El Paso, TX600100125GEN0.0750.110.7200.320.210.02550.030.20.320.1920.11520.11520.0576","El Paso, TX600149.999999999999125GEN0.0750.110.7200.320.210.02550.030.20.320.1920.11520.11520.0576","El Paso, TX600199.999999999999125GEN0.0750.110.7200.320.210.02550.030.20.320.1920.11520.11520.0576","El Paso, TX600250125GEN0.0750.110.7200.320.210.02550.030.20.320.1920.11520.11520.0576","El Paso, TX600299.999999999999125GEN0.0750.110.7200.320.210.02550.030.20.320.1920.11520.11520.0576","El Paso, TX600349.999999999999125GEN0.0750.110.7200.320.210.02550.030.20.320.1920.11520.11520.0576","El Paso, TX600400125GEN0.0750.110.7200.320.210.02550.030.20.320.1920.11520.11520.0576","El Paso, TX600449.999999999999125GEN0.0750.110.7200.320.210.02550.030.20.320.1920.11520.11520.0576","El Paso, TX600499.999999999999125GEN0.0750.110.7200.320.210.02550.030.20.320.1920.11520.11520.0576","El Paso, TX600550125GEN0.0750.110.7200.320.210.02550.030.20.320.1920.11520.11520.0576","El Paso, TX600599.999999999999125GEN0.0750.110.7200.320.210.02550.030.20.320.1920.11520.11520.0576","El Paso, TX600649.999999999999125GEN0.0750.110.7200.320.210.02550.030.20.320.1920.11520.11520.0576","El Paso, TX600700125GEN0.0750.110.7200.320.210.02550.030.20.320.1920.11520.11520.0576","El Paso, TX600749.999999999999125GEN0.0750.110.7200.320.210.02550.030.20.320.1920.11520.11520.0576","El Paso, TX600799.999999999999125GEN0.0750.110.7200.320.210.02550.030.20.320.1920.11520.11520.0576","El Paso, TX600850125GEN0.0750.110.7200.320.210.02550.030.20.320.1920.11520.11520.0576","El Paso, TX600899.999999999999125GEN0.0750.110.7200.320.210.02550.030.20.320.1920.11520.11520.0576","El Paso, TX600950125GEN0.0750.110.7200.320.210.02550.030.20.320.1920.11520.11520.0576","El Paso, TX6001000125GEN0.0750.110.7200.320.210.02550.030.20.320.1920.11520.11520.0576","El Paso, TX6500125GEN0.0750.110.7200.320.210.02550.030.20.320.1920.11520.11520.0576","El Paso, TX65049.9999999999999125GEN0.0750.110.7200.320.210.02550.030.20.320.1920.11520.11520.0576","El Paso, TX650100125GEN0.0750.110.7200.320.210.02550.030.20.320.1920.11520.11520.0576","El Paso, TX650149.999999999999125GEN0.0750.110.7200.320.210.02550.030.20.320.1920.11520.11520.0576","El Paso, TX650199.999999999999125GEN0.0750.110.7200.320.210.02550.030.20.320.1920.11520.11520.0576","El Paso, TX650250125GEN0.0750.110.7200.320.210.02550.030.20.320.1920.11520.11520.0576","El Paso, TX650299.999999999999125GEN0.0750.110.7200.320.210.02550.030.20.320.1920.11520.11520.0576","El Paso, TX650349.999999999999125GEN0.0750.110.7200.320.210.02550.030.20.320.1920.11520.11520.0576","El Paso, TX650400125GEN0.0750.110.7200.320.210.02550.030.20.320.1920.11520.11520.0576","El Paso, TX650449.999999999999125GEN0.0750.110.7200.320.210.02550.030.20.320.1920.11520.11520.0576","El Paso, TX650499.999999999999125GEN0.0750.110.7200.320.210.02550.030.20.320.1920.11520.11520.0576","El Paso, TX650550125GEN0.0750.110.7200.320.210.02550.030.20.320.1920.11520.11520.0576","El Paso, TX650599.999999999999125GEN0.0750.110.7200.320.210.02550.030.20.320.1920.11520.11520.0576","El Paso, TX650649.999999999999125GEN0.0750.110.7200.320.210.02550.030.20.320.1920.11520.11520.0576","El Paso, TX650700125GEN0.0750.110.7200.320.210.02550.030.20.320.1920.11520.11520.0576","El Paso, TX650749.999999999999125GEN0.0750.110.7200.320.210.02550.030.20.320.1920.11520.11520.0576","El Paso, TX650799.999999999999125GEN0.0750.110.7200.320.210.02550.030.20.320.1920.11520.11520.0576","El Paso, TX650850125GEN0.0750.110.7200.320.210.02550.030.20.320.1920.11520.11520.0576","El Paso, TX650899.999999999999125GEN0.0750.110.7200.320.210.02550.030.20.320.1920.11520.11520.0576","El Paso, TX650950125GEN0.0750.110.7200.320.210.02550.030.20.320.1920.11520.11520.0576","El Paso, TX6501000125GEN0.0750.110.7200.320.210.02550.030.20.320.1920.11520.11520.0576","El Paso, TX7000125GEN0.0750.110.7200.320.210.02550.030.20.320.1920.11520.11520.0576","El Paso, TX70049.9999999999999125GEN0.0750.110.7200.320.210.02550.030.20.320.1920.11520.11520.0576","El Paso, TX700100125GEN0.0750.110.7200.320.210.02550.030.20.320.1920.11520.11520.0576","El Paso, TX700149.999999999999125GEN0.0750.110.7200.320.210.02550.030.20.320.1920.11520.11520.0576","El Paso, TX700199.999999999999125GEN0.0750.110.7200.320.210.02550.030.20.320.1920.11520.11520.0576","El Paso, TX700250125GEN0.0750.110.7200.320.210.02550.030.20.320.1920.11520.11520.0576","El Paso, TX700299.999999999999125GEN0.0750.110.7200.320.210.02550.030.20.320.1920.11520.11520.0576","El Paso, TX700349.999999999999125GEN0.0750.110.7200.320.210.02550.030.20.320.1920.11520.11520.0576","El Paso, TX700400125GEN0.0750.110.7200.320.210.02550.030.20.320.1920.11520.11520.0576","El Paso, TX700449.999999999999125GEN0.0750.110.7200.320.210.02550.030.20.320.1920.11520.11520.0576","El Paso, TX700499.999999999999125GEN0.0750.110.7200.320.210.02550.030.20.320.1920.11520.11520.0576","El Paso, TX700550125GEN0.0750.110.7200.320.210.02550.030.20.320.1920.11520.11520.0576","El Paso, TX700599.999999999999125GEN0.0750.110.7200.320.210.02550.030.20.320.1920.11520.11520.0576","El Paso, TX700649.999999999999125GEN0.0750.110.7200.320.210.02550.030.20.320.1920.11520.11520.0576","El Paso, TX700700125GEN0.0750.110.7200.320.210.02550.030.20.320.1920.11520.11520.0576","El Paso, TX700749.999999999999125GEN0.0750.110.7200.320.210.02550.030.20.320.1920.11520.11520.0576","El Paso, TX700799.999999999999125GEN0.0750.110.7200.320.210.02550.030.20.320.1920.11520.11520.0576","El Paso, TX700850125GEN0.0750.110.7200.320.210.02550.030.20.320.1920.11520.11520.0576","El Paso, TX700899.999999999999125GEN0.0750.110.7200.320.210.02550.030.20.320.1920.11520.11520.0576","El Paso, TX700950125GEN0.0750.110.7200.320.210.02550.030.20.320.1920.11520.11520.0576","El Paso, TX7001000125GEN0.0750.110.7200.320.210.02550.030.20.320.1920.11520.11520.0576","El Paso, TX7500125GEN0.0750.110.7200.320.210.02550.030.20.320.1920.11520.11520.0576","El Paso, TX75049.9999999999999125GEN0.0750.110.7200.320.210.02550.030.20.320.1920.11520.11520.0576","El Paso, TX750100125GEN0.0750.110.7200.320.210.02550.030.20.320.1920.11520.11520.0576","El Paso, TX750149.999999999999125GEN0.0750.110.7200.320.210.02550.030.20.320.1920.11520.11520.0576","El Paso, TX750199.999999999999125GEN0.0750.110.7200.320.210.02550.030.20.320.1920.11520.11520.0576","El Paso, TX750250125GEN0.0750.110.7200.320.210.02550.030.20.320.1920.11520.11520.0576","El Paso, TX750299.999999999999125GEN0.0750.110.7200.320.210.02550.030.20.320.1920.11520.11520.0576","El Paso, TX750349.999999999999125GEN0.0750.110.7200.320.210.02550.030.20.320.1920.11520.11520.0576","El Paso, TX750400125GEN0.0750.110.7200.320.210.02550.030.20.320.1920.11520.11520.0576","El Paso, TX750449.999999999999125GEN0.0750.110.7200.320.210.02550.030.20.320.1920.11520.11520.0576","El Paso, TX750499.999999999999125GEN0.0750.110.7200.320.210.02550.030.20.320.1920.11520.11520.0576","El Paso, TX750550125GEN0.0750.110.7200.320.210.02550.030.20.320.1920.11520.11520.0576","El Paso, TX750599.999999999999125GEN0.0750.110.7200.320.210.02550.030.20.320.1920.11520.11520.0576","El Paso, TX750649.999999999999125GEN0.0750.110.7200.320.210.02550.030.20.320.1920.11520.11520.0576","El Paso, TX750700125GEN0.0750.110.7200.320.210.02550.030.20.320.1920.11520.11520.0576","El Paso, TX750749.999999999999125GEN0.0750.110.7200.320.210.02550.030.20.320.1920.11520.11520.0576","El Paso, TX750799.999999999999125GEN0.0750.110.7200.320.210.02550.030.20.320.1920.11520.11520.0576","El Paso, TX750850125GEN0.0750.110.7200.320.210.02550.030.20.320.1920.11520.11520.0576","El Paso, TX750899.999999999999125GEN0.0750.110.7200.320.210.02550.030.20.320.1920.11520.11520.0576","El Paso, TX750950125GEN0.0750.110.7200.320.210.02550.030.20.320.1920.11520.11520.0576","El Paso, TX7501000125GEN0.0750.110.7200.320.210.02550.030.20.320.1920.11520.11520.0576","El Paso, TX8000125GEN0.0750.110.7200.320.210.02550.030.20.320.1920.11520.11520.0576","El Paso, TX80049.9999999999999125GEN0.0750.110.7200.320.210.02550.030.20.320.1920.11520.11520.0576","El Paso, TX800100125GEN0.0750.110.7200.320.210.02550.030.20.320.1920.11520.11520.0576","El Paso, TX800149.999999999999125GEN0.0750.110.7200.320.210.02550.030.20.320.1920.11520.11520.0576","El Paso, TX800199.999999999999125GEN0.0750.110.7200.320.210.02550.030.20.320.1920.11520.11520.0576","El Paso, TX800250125GEN0.0750.110.7200.320.210.02550.030.20.320.1920.11520.11520.0576","El Paso, TX800299.999999999999125GEN0.0750.110.7200.320.210.02550.030.20.320.1920.11520.11520.0576","El Paso, TX800349.999999999999125GEN0.0750.110.7200.320.210.02550.030.20.320.1920.11520.11520.0576","El Paso, TX800400125GEN0.0750.110.7200.320.210.02550.030.20.320.1920.11520.11520.0576","El Paso, TX800449.999999999999125GEN0.0750.110.7200.320.210.02550.030.20.320.1920.11520.11520.0576","El Paso, TX800499.999999999999125GEN0.0750.110.7200.320.210.02550.030.20.320.1920.11520.11520.0576","El Paso, TX800550125GEN0.0750.110.7200.320.210.02550.030.20.320.1920.11520.11520.0576","El Paso, TX800599.999999999999125GEN0.0750.110.7200.320.210.02550.030.20.320.1920.11520.11520.0576","El Paso, TX800649.999999999999125GEN0.0750.110.7200.320.210.02550.030.20.320.1920.11520.11520.0576","El Paso, TX800700125GEN0.0750.110.7200.320.210.02550.030.20.320.1920.11520.11520.0576","El Paso, TX800749.999999999999125GEN0.0750.110.7200.320.210.02550.030.20.320.1920.11520.11520.0576","El Paso, TX800799.999999999999125GEN0.0750.110.7200.320.210.02550.030.20.320.1920.11520.11520.0576","El Paso, TX800850125GEN0.0750.110.7200.320.210.02550.030.20.320.1920.11520.11520.0576","El Paso, TX800899.999999999999125GEN0.0750.110.7200.320.210.02550.030.20.320.1920.11520.11520.0576","El Paso, TX800950125GEN0.0750.110.7200.320.210.02550.030.20.320.1920.11520.11520.0576","El Paso, TX8001000125GEN0.0750.110.7200.320.210.02550.030.20.320.1920.11520.11520.0576","El Paso, TX8500125GEN0.0750.110.7200.320.210.02550.030.20.320.1920.11520.11520.0576","El Paso, TX85049.9999999999999125GEN0.0750.110.7200.320.210.02550.030.20.320.1920.11520.11520.0576","El Paso, TX850100125GEN0.0750.110.7200.320.210.02550.030.20.320.1920.11520.11520.0576","El Paso, TX850149.999999999999125GEN0.0750.110.7200.320.210.02550.030.20.320.1920.11520.11520.0576","El Paso, TX850199.999999999999125GEN0.0750.110.7200.320.210.02550.030.20.320.1920.11520.11520.0576","El Paso, TX850250125GEN0.0750.110.7200.320.210.02550.030.20.320.1920.11520.11520.0576","El Paso, TX850299.999999999999125GEN0.0750.110.7200.320.210.02550.030.20.320.1920.11520.11520.0576","El Paso, TX850349.999999999999125GEN0.0750.110.7200.320.210.02550.030.20.320.1920.11520.11520.0576","El Paso, TX850400125GEN0.0750.110.7200.320.210.02550.030.20.320.1920.11520.11520.0576","El Paso, TX850449.999999999999125GEN0.0750.110.7200.320.210.02550.030.20.320.1920.11520.11520.0576","El Paso, TX850499.999999999999125GEN0.0750.110.7200.320.210.02550.030.20.320.1920.11520.11520.0576","El Paso, TX850550125GEN0.0750.110.7200.320.210.02550.030.20.320.1920.11520.11520.0576","El Paso, TX850599.999999999999125GEN0.0750.110.7200.320.210.02550.030.20.320.1920.11520.11520.0576","El Paso, TX850649.999999999999125GEN0.0750.110.7200.320.210.02550.030.20.320.1920.11520.11520.0576","El Paso, TX850700125GEN0.0750.110.7200.320.210.02550.030.20.320.1920.11520.11520.0576","El Paso, TX850749.999999999999125GEN0.0750.110.7200.320.210.02550.030.20.320.1920.11520.11520.0576","El Paso, TX850799.999999999999125GEN0.0750.110.7200.320.210.02550.030.20.320.1920.11520.11520.0576","El Paso, TX850850125GEN0.0750.110.7200.320.210.02550.030.20.320.1920.11520.11520.0576","El Paso, TX850899.999999999999125GEN0.0750.110.7200.320.210.02550.030.20.320.1920.11520.11520.0576","El Paso, TX850950125GEN0.0750.110.7200.320.210.02550.030.20.320.1920.11520.11520.0576","El Paso, TX8501000125GEN0.0750.110.7200.320.210.02550.030.20.320.1920.11520.11520.0576","El Paso, TX9000125GEN0.0750.110.7200.320.210.02550.030.20.320.1920.11520.11520.0576","El Paso, TX90049.9999999999999125GEN0.0750.110.7200.320.210.02550.030.20.320.1920.11520.11520.0576","El Paso, TX900100125GEN0.0750.110.7200.320.210.02550.030.20.320.1920.11520.11520.0576","El Paso, TX900149.999999999999125GEN0.0750.110.7200.320.210.02550.030.20.320.1920.11520.11520.0576","El Paso, TX900199.999999999999125GEN0.0750.110.7200.320.210.02550.030.20.320.1920.11520.11520.0576","El Paso, TX900250125GEN0.0750.110.7200.320.210.02550.030.20.320.1920.11520.11520.0576","El Paso, TX900299.999999999999125GEN0.0750.110.7200.320.210.02550.030.20.320.1920.11520.11520.0576","El Paso, TX900349.999999999999125GEN0.0750.110.7200.320.210.02550.030.20.320.1920.11520.11520.0576","El Paso, TX900400125GEN0.0750.110.7200.320.210.02550.030.20.320.1920.11520.11520.0576","El Paso, TX900449.999999999999125GEN0.0750.110.7200.320.210.02550.030.20.320.1920.11520.11520.0576","El Paso, TX900499.999999999999125GEN0.0750.110.7200.320.210.02550.030.20.320.1920.11520.11520.0576","El Paso, TX900550125GEN0.0750.110.7200.320.210.02550.030.20.320.1920.11520.11520.0576","El Paso, TX900599.999999999999125GEN0.0750.110.7200.320.210.02550.030.20.320.1920.11520.11520.0576","El Paso, TX900649.999999999999125GEN0.0750.110.7200.320.210.02550.030.20.320.1920.11520.11520.0576","El Paso, TX900700125GEN0.0750.110.7200.320.210.02550.030.20.320.1920.11520.11520.0576","El Paso, TX900749.999999999999125GEN0.0750.110.7200.320.210.02550.030.20.320.1920.11520.11520.0576","El Paso, TX900799.999999999999125GEN0.0750.110.7200.320.210.02550.030.20.320.1920.11520.11520.0576","El Paso, TX900850125GEN0.0750.110.7200.320.210.02550.030.20.320.1920.11520.11520.0576","El Paso, TX900899.999999999999125GEN0.0750.110.7200.320.210.02550.030.20.320.1920.11520.11520.0576","El Paso, TX900950125GEN0.0750.110.7200.320.210.02550.030.20.320.1920.11520.11520.0576","El Paso, TX9001000125GEN0.0750.110.7200.320.210.02550.030.20.320.1920.11520.11520.0576","El Paso, TX9500125GEN0.0750.110.7200.320.210.02550.030.20.320.1920.11520.11520.0576","El Paso, TX95049.9999999999999125GEN0.0750.110.7200.320.210.02550.030.20.320.1920.11520.11520.0576","El Paso, TX950100125GEN0.0750.110.7200.320.210.02550.030.20.320.1920.11520.11520.0576","El Paso, TX950149.999999999999125GEN0.0750.110.7200.320.210.02550.030.20.320.1920.11520.11520.0576","El Paso, TX950199.999999999999125GEN0.0750.110.7200.320.210.02550.030.20.320.1920.11520.11520.0576","El Paso, TX950250125GEN0.0750.110.7200.320.210.02550.030.20.320.1920.11520.11520.0576","El Paso, TX950299.999999999999125GEN0.0750.110.7200.320.210.02550.030.20.320.1920.11520.11520.0576","El Paso, TX950349.999999999999125GEN0.0750.110.7200.320.210.02550.030.20.320.1920.11520.11520.0576","El Paso, TX950400125GEN0.0750.110.7200.320.210.02550.030.20.320.1920.11520.11520.0576","El Paso, TX950449.999999999999125GEN0.0750.110.7200.320.210.02550.030.20.320.1920.11520.11520.0576","El Paso, TX950499.999999999999125GEN0.0750.110.7200.320.210.02550.030.20.320.1920.11520.11520.0576","El Paso, TX950550125GEN0.0750.110.7200.320.210.02550.030.20.320.1920.11520.11520.0576","El Paso, TX950599.999999999999125GEN0.0750.110.7200.320.210.02550.030.20.320.1920.11520.11520.0576","El Paso, TX950649.999999999999125GEN0.0750.110.7200.320.210.02550.030.20.320.1920.11520.11520.0576","El Paso, TX950700125GEN0.0750.110.7200.320.210.02550.030.20.320.1920.11520.11520.0576","El Paso, TX950749.999999999999125GEN0.0750.110.7200.320.210.02550.030.20.320.1920.11520.11520.0576","El Paso, TX950799.999999999999125GEN0.0750.110.7200.320.210.02550.030.20.320.1920.11520.11520.0576","El Paso, TX950850125GEN0.0750.110.7200.320.210.02550.030.20.320.1920.11520.11520.0576","El Paso, TX950899.999999999999125GEN0.0750.110.7200.320.210.02550.030.20.320.1920.11520.11520.0576","El Paso, TX950950125GEN0.0750.110.7200.320.210.02550.030.20.320.1920.11520.11520.0576","El Paso, TX9501000125GEN0.0750.110.7200.320.210.02550.030.20.320.1920.11520.11520.0576","El Paso, TX10000125GEN0.0750.110.7200.320.210.02550.030.20.320.1920.11520.11520.0576","El Paso, TX100049.9999999999999125GEN0.0750.110.7200.320.210.02550.030.20.320.1920.11520.11520.0576","El Paso, TX1000100125GEN0.0750.110.7200.320.210.02550.030.20.320.1920.11520.11520.0576","El Paso, TX1000149.999999999999125GEN0.0750.110.7200.320.210.02550.030.20.320.1920.11520.11520.0576","El Paso, TX1000199.999999999999125GEN0.0750.110.7200.320.210.02550.030.20.320.1920.11520.11520.0576","El Paso, TX1000250125GEN0.0750.110.7200.320.210.02550.030.20.320.1920.11520.11520.0576","El Paso, TX1000299.999999999999125GEN0.0750.110.7200.320.210.02550.030.20.320.1920.11520.11520.0576","El Paso, TX1000349.999999999999125GEN0.0750.110.7200.320.210.02550.030.20.320.1920.11520.11520.0576","El Paso, TX1000400125GEN0.0750.110.7200.320.210.02550.030.20.320.1920.11520.11520.0576","El Paso, TX1000449.999999999999125GEN0.0750.110.7200.320.210.02550.030.20.320.1920.11520.11520.0576","El Paso, TX1000499.999999999999125GEN0.0750.110.7200.320.210.02550.030.20.320.1920.11520.11520.0576","El Paso, TX1000550125GEN0.0750.110.7200.320.210.02550.030.20.320.1920.11520.11520.0576","El Paso, TX1000599.999999999999125GEN0.0750.110.7200.320.210.02550.030.20.320.1920.11520.11520.0576","El Paso, TX1000649.999999999999125GEN0.0750.110.7200.320.210.02550.030.20.320.1920.11520.11520.0576","El Paso, TX1000700125GEN0.0750.110.7200.320.210.02550.030.20.320.1920.11520.11520.0576","El Paso, TX1000749.999999999999125GEN0.0750.110.7200.320.210.02550.030.20.320.1920.11520.11520.0576","El Paso, TX1000799.999999999999125GEN0.0750.110.7200.320.210.02550.030.20.320.1920.11520.11520.0576","El Paso, TX1000850125GEN0.0750.110.7200.320.210.02550.030.20.320.1920.11520.11520.0576","El Paso, TX1000899.999999999999125GEN0.0750.110.7200.320.210.02550.030.20.320.1920.11520.11520.0576","El Paso, TX1000950125GEN0.0750.110.7200.320.210.02550.030.20.320.1920.11520.11520.0576","El Paso, TX10001000125GEN0.0750.110.7200.320.210.02550.030.20.320.1920.11520.11520.0576"]
[]
[]
[null,"LCOE",null,null,{"$f":"IF(irr_check=\"PASS\",LCOE,IF(E33=\"\",INDEX($F$38:$OP$38,MATCH(current_case_ID,$F$34:$OP$34,0)),\"\"))","v":86.047625464448174},86.047625464448174,111.10862864625233,104.79590857441963,109.22690677817855,113.65790498188062,118.08890318563954,122.51990138934161,126.95089959304369,131.3818977968026,135.81289600050468,140.2438942042636,144.67489240796567,149.10589061166775,153.53688881542666,157.96788701912874,162.39888522288766,166.82988342658973,171.26088163029181,175.69187983405072,180.1228780377528,184.55387624151172,188.98487444521379,193.41587264891587,98.48318850264377,102.91418670640269,107.34518491010476,111.77618311380684,116.20718131756576,120.63817952126783,125.06917772502675,129.50017592872882,133.9311741324309,138.36217233618981,142.79317053989189,147.22416874365081,151.65516694735288,156.08616515105496,160.51716335481387,164.94816155851595,169.37915976227487,173.81015796597694,178.24115616967902,182.67215437343793,187.10315257714001,93.396370430684783,96.699394648328507,101.13039285203058,105.5613910557895,109.99238925949157,114.42338746319365,118.85438566695257,123.28538387065464,127.71638207441356,132.14738027811563,136.57837848181771,141.00937668557663,145.4403748892787,149.87137309298078,154.30237129673969,158.73336950044177,163.16436770414384,167.59536590790276,172.02636411160483,176.45736231536375,180.88836051906583,93.34537393606297,93.489723057177798,95.670160761403622,99.74911569422602,104.18011389792809,108.61111210168701,113.04211030538909,117.47310850914801,121.90410671285008,126.33510491655215,130.76610312031107,135.19710132401315,139.62809952771522,144.05909773147414,148.49009593517621,152.92109413887829,157.35209234263721,161.78309054633928,166.2140887500982,170.64508695380027,175.07608515750235,95.488321186269332,94.636279583926353,94.879699884575075,96.252411985221897,98.958662987161006,102.97795869427091,107.40588873015895,111.83688693391787,116.26788513761994,120.69888334137886,125.12988154508093,129.56087974878301,133.99187795254193,138.422876156244,142.85387436000292,147.28487256370499,151.71587076740707,156.14686897116599,160.57786717486806,165.00886537862698,169.43986358232905,98.463381653277793,97.304987704478663,96.603868304714524,96.729874423022011,97.670959700838011,99.560749522072456,102.41977050690139,106.33496060829657,110.70149477380937,115.13011744732466,119.56111565102674,123.99211385478566,128.42311205848773,132.85411026224665,137.28510846594872,141.7161066696508,146.14710487340972,150.57810307711179,155.00910128087071,159.44009948457278,163.87109768827486,101.76074333814995,100.47496090520553,99.467440012335828,98.810971404236625,98.817870890445647,99.521031893448253,100.84042823415302,103.53748568717265,107.33171369104184,111.55233645972658,115.91763898939007,120.30841711446101,124.70276218799654,129.10020848504473,133.50164438763841,137.90327930120156,142.30954285391135,146.7271679546684,151.13226748757143,155.54866094474846,159.95379656259274,105.23371982798153,103.90274992771538,102.71975450705213,101.80324863846408,101.15352084720826,101.06376071501018,101.56913524513129,103.30116822210584,106.53158545618453,110.49873738822953,114.77131362589716,119.09895613472372,123.45924637183998,127.81624764868411,132.18990506685486,136.56653739069498,140.96249883282326,145.36226192818731,149.77113510637992,154.1732484703175,158.59418745411631,112.48572463380242,111.09945091702684,109.7852778985839,108.54991707576573,107.48667803771923,106.63829683902577,106.02872534302605,106.67076725762854,109.09979095042672,112.67860007545778,116.77426671063813,121.01557858675278,125.32096660224852,129.64940661042874,133.99961186398741,138.37237671968978,142.7339568514185,147.11434487996939,151.50649358070041,155.8860448113137,160.27823496345945,116.19323150130185,114.78322454313457,113.4187549503622,112.14950861789248,110.95368656286837,109.93936810790501,109.13002766413911,109.43727876211824,111.54273604892069,114.90629303448259,118.8564674223926,123.02780455637503,127.3038809721811,131.61493252453056,135.94852955462784,140.28212729123197,144.64360581671372,148.99529790249062,153.36063630148828,157.73806503021888,162.11714426224262,119.92453785568387,118.48904356644425,117.15972884524035,115.80426427996144,114.54487438747947,113.39290282954835,112.44165685961889,112.62009105489597,114.47286501457938,117.67137492380471,121.55037172947232,125.71288129133791,129.97382705570999,134.25443134058241,138.55171214668189,142.88094257215107,147.20060186373303,151.55721290630026,155.92440067659936,160.27942911266564,164.67204095771422,123.68770757841503,122.24192254091122,120.83083636973697,119.50598095994565,118.21912597212076,116.98881397596779,115.90940671281942,115.9574761863837,117.72475643441567,120.8529683218444,124.64636953631043,128.72611391894679,132.94290302961826,137.21129185983045,141.49831861327584,145.82085900137827,150.15809114565855,154.513676728061,158.88438442850656,163.26216279553591,167.65719159484433,127.47894730744065,126.03072881340722,124.62779115400053,123.24943844696463,121.91749934168001,120.65541174597456,119.4871141912472,119.44927965889747,121.12146955478238,124.23874582639201,128.03796230507487,132.1300982143498,136.33616688445045,140.56617358692165,144.84220327834691,149.12840963573899,153.45415597760166,157.79212800963478,162.15926272330989,166.54161818893272,170.92863521735353,131.26343220260424,129.81780660156801,128.39268702036861,127.01136970939615,125.66539987851684,124.35879253375788,123.16147762776382,123.04171214298094,124.6656285705285,127.74505843110546,131.57016297127484,135.65903966575661,139.89190904554789,144.15327742402724,148.43242170938993,152.75649484810856,157.10340913544769,161.47215051204284,165.86270413749844,170.27446628388816,174.69144318902181,135.08849841729216,133.63145215702161,132.23450002066102,130.79641920642189,129.44151736563754,128.1157791810756,126.85842813424415,126.72576315508195,128.27745373452899,131.36635065483233,135.19525222135371,139.31385595508345,143.5666900159049,147.86135420665687,152.17062517125441,156.52789831073051,160.87397058480519,165.25986340700456,169.67492990834216,174.09372079844161,178.52680623927881,138.91986261357943,137.45132915760223,136.04828201077908,134.56964864069505,133.1997727967746,131.89069349191413,130.5934990681294,130.4574222858605,131.98720389583514,135.09474716339582,138.90440881276618,143.04651247168749,147.3091505895809,151.64319990980175,155.96534300555049,160.33357008523126,164.73185952604581,169.1343790544579,173.55956362750931,177.99351557396221,182.42821207552424,142.73982296957684,141.29314672793498,139.87833339961071,138.39427386982379,137.02385690776282,135.6597492835931,134.36629081074898,134.23146533351655,135.72864926446755,138.83099397212391,142.64837290504602,146.79593564180777,151.11364474624907,155.4252445152315,159.77986476802926,164.16334401423001,168.58090115663344,173.00777417397057,177.43865825973444,181.8927510147887,186.33046535306903,146.55956354066575,145.15427327079351,143.6529048838679,142.22561766119952,140.81279248556484,139.46673264875926,138.15595497594586,138.01132031402403,139.55812435465305,142.65272324114449,146.47458313412471,150.60076779882365,154.92925885102977,159.27360696990718,163.66642428680507,168.06679242516793,172.48716981400776,176.9202250899184,181.35754423734625,185.80091569508568,190.24484670630954,150.45375988971728,148.97068201155435,147.5031593256972,146.09230754688269,144.63744216776604,143.26231224389403,141.96011688817407,141.80327915095177,143.30603208985622,146.37481211694876,150.21441045745405,154.48635774145032,158.72028066012263,163.10916500474377,167.50467383217256,171.92156933389242,176.35476693560577,180.78831372695277,185.23367703311351,189.68555669191574,194.13650073453255]
[null,null,{"$f":"Proforma!C61","v":"Equity Capex"},null,{"$f":"IF(E33=\"\",Proforma!$E$61/SUM(Proforma!$E$41,Proforma!$E$42,Proforma!$E$43,Proforma!$E$48,Proforma!$E$49,Proforma!$E$61)*$E$38,\"\")","v":6.9920850568501498},6.9920850568501498,9.227313533056865,10.90580445172432,13.10872692842365,15.232899603489797,17.291844258799223,19.296154578892637,21.254248033869477,23.172897395429853,25.05761372779531,26.912927119489424,28.742595652566003,30.549763136791118,32.33707968867369,34.106794980451475,35.860831123046474,37.600840189861231,39.32825002977517,41.044301059292167,42.750076040361456,44.446524356100397,46.134481934776261,47.814687706092101,12.477987200458255,14.583413755913584,16.619680218427806,18.599037209382054,20.53100332250423,22.42308649673231,24.281288285908111,26.110463612965678,27.914582124592151,29.696921176994213,31.460210446826284,33.206741746960304,34.938453437756529,36.656996036083711,38.363783733103503,40.060035229728619,41.746806387741145,43.425016548142217,45.095469905155319,46.75887298641193,48.415849042598175,13.946977173339693,15.941807492652261,17.892187354259327,19.794311502622961,21.65649326102842,23.485240069976815,25.285718588323771,27.062083092898526,28.817711863216893,30.555380287885111,32.277389611202786,33.985664038649475,35.681824916573312,37.367248061826849,39.043108543716649,40.710416009583831,42.370042804602875,44.022746544040395,45.669188374236647,47.309947853512348,48.945535160762496,15.390345697125378,17.244322542869863,19.060211948114951,20.879238891638973,22.676515618915584,24.446717524571188,26.19413199869917,27.922186587436521,29.633654255537618,31.330802528027547,33.015503631913923,34.689317039170938,36.3535521558209,38.009316513511848,39.657553229969238,41.299070426525198,42.93456454757569,44.564639007562796,46.189819222591694,47.810564818551313,49.427279616080511,16.818092025325889,18.583272083448165,20.2779397978031,21.938311877100933,23.601492021867823,25.296754567952394,26.995343029856762,28.679412208342086,30.350825371928366,32.011348519163953,33.662433685948692,35.30528574767532,36.940912861191194,38.57016503780558,40.193763982759897,41.81232642393276,43.426382529359003,45.036390578610629,46.642748747943301,48.245804650770452,49.845863116565788,18.229550529109627,19.930418636936114,21.543880687983968,23.101246530113343,24.629728974655151,26.161345827875049,27.71992507545087,29.32999163910328,30.959071339273844,32.586854824553967,34.208142257033863,35.823624788250598,37.434026132345799,39.039954500133774,40.641924757504398,42.240375671410462,43.835683468436606,45.428172594211389,47.01812432560417,48.605783719190299,50.191365259668999,19.62310362638561,21.271893334953834,22.829500862749281,24.312171137963741,25.751847052188946,27.174483402834227,28.587119866776643,30.075817738616482,31.63600012110329,33.222679481659732,34.817061250958098,36.410074294150917,37.998941371226998,39.585199612269264,41.169585007376789,42.75055938427532,44.330032824178517,45.910585972298271,47.485088498966107,49.061263052910888,50.632221844073939,20.999604503507065,22.605000382056723,24.121022353683841,25.560240788005732,26.928604019624533,28.266804063005559,29.591488638367661,30.974701726806774,32.466855781763549,34.017172380238527,35.591791412216146,37.164049083522649,38.740343316016833,40.311368246016563,41.883556872739511,43.452895757151794,45.02427216600843,46.593263430846157,48.162965651990852,49.728851277069118,51.29943908957901,23.716640312010806,25.249699074815506,26.697241953216977,28.063814007683682,29.360840272925596,30.601698748351804,31.796949812565423,33.047890418436651,34.441561053627304,35.935251603006833,37.476753592875561,39.029512237643914,40.589918858801333,42.147839186125189,43.706464535902455,45.269807155373108,46.826976210733058,48.386869380776325,49.949439732737922,51.507047193038908,53.067206255689619,25.059245014089782,26.560674215688369,27.975110429678164,29.320630974054797,30.589589218836817,31.802073921619389,32.964377381138014,34.173151274717419,35.530277874363435,36.994967204154996,38.517154764076125,40.059122037076868,41.61068279590387,43.164505386098988,44.721380489538795,46.274546869601224,47.833674760859282,49.386961338089598,50.942415716995924,52.499856450562362,54.056036707282942,26.39084015953441,27.862240999352004,29.265718682056704,30.576060981558769,31.824171917441266,33.009695319137741,34.150289035282618,35.33885118420622,36.660219640794764,38.104670123283725,39.615454665627816,41.155578713841066,42.705004171457901,44.254310403831667,45.805068369994729,47.359758017489803,48.907089275788863,50.462877151296432,52.018877039482142,53.568548014421992,55.128313833504883,27.714931299593911,29.161109598376878,30.526285619809105,31.830475155776504,33.063614824837728,34.230801654194778,35.348037759291785,36.514268357018977,37.823511124007268,39.258544825657978,40.757358275888642,42.286705107028737,43.830851865400611,45.37784626415403,46.925036689945671,48.475999385415847,50.02673014936083,51.580496056033901,53.136200535765639,54.691500297076814,56.250701384926224,29.033385265206373,30.457050880421047,31.809172336726618,33.086103187828598,34.29849114131742,35.454215470010496,36.553515027449528,37.706375024467128,38.999316123515811,40.434351802488813,41.933595946794057,43.464573132301368,45.005854345956067,46.543652668120792,48.090150341497107,49.635307055179673,51.187442358829287,52.736875827465532,54.291236453252885,55.84708034280812,57.400605066367611,30.340586914666883,31.743534141366752,33.075371418638632,34.338714917741356,35.539033186794178,36.677810391390111,37.769236911043542,38.905701926198674,40.19489204859412,41.618240467678014,43.1229794930832,44.648302557516622,46.192768902793354,47.737748233244488,49.282463959460401,50.834921227730682,52.388316076389799,53.943346328574243,55.500553790536728,57.060953279803599,58.620195423340704,31.648712589452664,33.028919873444174,34.353620873448769,35.59254600902544,36.781422457103986,37.909854699334772,38.982347477797838,40.115996027913638,41.390459374488977,42.81767438240238,44.319930736105164,45.848803942106528,47.394517667115572,48.944507702660772,50.493760429572632,52.05227672430749,53.600318072515513,55.155903862136597,56.717039603584553,58.276190067393713,59.837804071353446,32.950815523559122,34.309752999638356,35.618648981406075,36.837707685995888,38.01316659861503,39.14172221097995,40.199835131955986,41.331311078283107,42.601578125849876,44.035117740584617,45.529003812142264,47.061933865977267,48.605974992549825,50.164644335878272,51.713198443795008,53.269376737955525,54.829395682387847,56.386492067700296,57.94794216477154,59.50993991743595,61.070494824643468,34.2431292568359,35.590225358025698,36.881831315519648,38.090284084311314,39.259784303374872,40.366688378679498,41.422622764298794,42.552685103601895,43.813006326516401,45.24424385851556,46.738846616875804,48.270429494994751,49.829200729304922,51.376539490413329,52.9303838546885,54.486738011575412,56.049582672461078,57.612132697886622,59.173533794798963,60.740904585049442,62.301464404941662,35.528986546456338,36.87046316449409,38.12588194926132,39.33971453472838,40.492446198678479,41.598608730270563,42.646261782096218,43.770981635837273,45.047313149603063,46.474588453667849,47.968557479813484,49.491011638186009,51.049845277658477,52.603410004155187,54.165120154174865,55.723756025975661,57.285132807383626,58.848017548325679,60.410354736841363,61.973235885806055,63.535215628048448,36.82734215496739,38.134726081119602,39.386075511933768,40.594642917020323,41.730499467957458,42.824382180332051,43.870930734028143,44.988481803456629,46.25104120247692,47.668728431579446,49.166711996312692,50.733688245230006,52.257602280415554,53.821039718525341,55.38003587098035,56.94164667522805,58.505599211214786,60.067447820229511,61.631598050214485,63.196729850849827,64.7607694710983]
[null,null,{"$f":"Proforma!C50","v":"Debt Service"},null,{"$f":"IF(E33=\"\",Proforma!$E$50/SUM(Proforma!$E$41,Proforma!$E$42,Proforma!$E$43,Proforma!$E$48,Proforma!$E$49,Proforma!$E$61)*$E$38,\"\")","v":12.079809260783803},12.079809260783803,15.941480482931834,18.841309357810346,22.647167427106947,26.316974150443247,29.874090305699589,33.336817971237451,36.719699509232491,40.034435834310152,43.290548084168172,46.495862623167625,49.656872066033273,52.779007785813,55.866848231093492,58.92428002672424,61.954623889362189,64.960734007911796,67.945077191912148,70.909796435141047,73.856762360984149,76.78761516215647,79.703799022180092,82.606590545930061,21.557475933786787,25.194896101834168,28.712832492954632,32.132449776686236,35.470192660970767,38.739032165121458,41.94933681656444,45.109494176741222,48.226362368003556,51.305603483637576,54.351933423558748,57.369311616482506,60.361086852253358,63.330110630644903,66.278826165569981,69.209338934071837,72.123473085718146,75.022816911247432,77.908759769162955,80.782522285208728,83.64518121250623,24.095362491820982,27.541712124155083,30.911267345913338,34.197454043549776,37.414634650986855,40.574051685927131,43.684631277412784,46.753550522304849,49.786645873084808,52.788712203487094,55.763725236343362,58.715009306953185,61.645365518917473,64.557170789138937,67.452455214931319,70.332963103922836,73.200201554958966,76.055479454850996,78.899939026786754,81.734581539188056,84.560288397771572,26.588984396959052,29.791989865057854,32.929193928751062,36.07181853061703,39.176866578205818,42.23513906767532,45.254043067751674,48.239500145925874,51.19630098838774,54.12836306318502,57.038920905504398,59.930668722273076,62.805868696354381,65.66643424426853,68.513994734385804,71.349946309841229,74.175492176173037,76.991674816604117,79.799401961272622,82.599467678474724,85.392569625097423,29.055616764445755,32.10521330677701,35.032989868899982,37.901515903233467,40.774893265172707,43.7036974826771,46.638247687021497,49.547713789430738,52.435314848045572,55.3041018734652,58.156583461704614,60.994841204278934,63.820616833778914,66.635378864160245,69.440374142620641,72.236668153215064,75.025176835707526,77.806691932442874,80.581901348842919,83.351405635915867,86.11573142940351,31.494109626959606,34.432598239904195,37.220080609998718,39.910648898173633,42.551317059158393,45.197400351490813,47.890064968047014,50.671681156630484,53.486145209723716,56.298369869487196,59.099371685401273,61.890344718846869,64.672539287678831,67.447006161527156,70.214634843550584,72.976183365302873,75.732301711065418,78.483550406243339,81.23041539614519,83.973320050433244,86.712634921558518,33.901668384182706,36.750184245861853,39.441170079979592,42.002691282253522,44.489933685597457,46.947737848951597,49.388265803132342,51.96020052539977,54.655634782740741,57.396846292284152,60.151364795048437,62.903518631171679,65.648509728357283,68.388993694776431,71.126242056725374,73.857597405500812,76.586359674748721,79.316987291630014,82.037161609895193,84.760224590186112,87.474276607503825,36.279767035405257,39.053313959284431,41.672454902724681,44.158906945263801,46.52294667061453,48.834875250627775,51.123453960836606,53.513148900115723,56.091054664280307,58.769444393686925,61.489819991242705,64.206116006489239,66.929385748287984,69.643552029737975,72.359728760766217,75.07098216158964,77.78575567214456,80.496408511315522,83.208289627389718,85.913577037561794,88.626988137136976,40.973828113694019,43.62240250740949,46.123236196605639,48.484181411781812,50.724976505514157,52.868733851270498,54.933697986725917,57.094873629274687,59.502635449758394,62.083195723901937,64.746356978567988,67.428965686031958,70.124787347179932,72.816313586428492,75.509057851014674,78.209951861730133,80.900180173114094,83.595114775327119,86.294674585424005,88.985660302935599,91.681054271983527,43.293366360422908,45.887296243485892,48.330933518722226,50.65550929266994,52.847812937753361,54.942550605007895,56.950593124510533,59.038919847531261,61.383546712503268,63.914003305398005,66.54379616882585,69.207761265470594,71.88830045667865,74.572747279342096,77.262467747486454,79.945780874954067,82.639393350550861,85.322914135512619,88.010180102426318,90.700877776080333,93.389397798897505,45.593884051322256,48.135935720693787,50.560640593560002,52.824441007259836,54.980727997359871,57.028886229167838,58.999422116968596,61.052830211528061,63.33567986067073,65.831171001474161,68.441263550016274,71.102044216884096,73.778894375260975,76.455538555280398,79.134690809376352,81.82063559533924,84.493867730178508,87.181709859324187,89.8699182701571,92.547192594202542,95.241907179739812,47.881437518673529,50.379913704867526,52.738447076846555,54.991617727132301,57.12203975047025,59.138518977438309,61.068701310619559,63.083528513105122,65.34542932991296,67.824651658845298,70.414062463930705,73.056223974202524,75.723954438023981,78.396604600672447,81.06959342756943,83.749099380306021,86.428204638748696,89.112553532664194,91.800251583890784,94.487250427186453,97.180989360178245,50.159251975195211,52.618834337695404,54.954814114369121,57.160891556949757,59.255462076206918,61.252138222899717,63.151332650078153,65.143060261388726,67.376797656593169,69.856023401627553,72.446178291235427,75.091156467726734,77.753936300466009,80.4106989488414,83.08249094861543,85.751966252125783,88.43349805023324,91.110362048771648,93.795738403509887,96.483677304792337,99.167609520995171,52.417626474715178,54.841414910308721,57.14235091795701,59.324954301058163,61.398672744770032,63.366070353666444,65.251663001979253,67.215065978774902,69.44232303483237,71.901357396453378,74.501005465142796,77.13621535312582,79.804497948224508,82.473666797281751,85.142380232988657,87.824468270211526,90.50817610927767,93.194709337693368,95.885004001879011,98.580813341684063,101.27462320414433,54.677597357801801,57.062099347609212,59.350706433695429,61.491123663244863,63.545074753750697,65.494599986787136,67.347481937173214,69.306019074925402,71.507833556774031,73.973547993819054,76.568906898349468,79.210250154654076,81.880687773486002,84.558513319552247,87.23506506136917,89.927620918048305,92.602079832966552,95.289572830352029,97.986654149236742,100.68030562208679,103.37821320665226,56.92716311022393,59.274918518646167,61.536220215265288,63.642315394229968,65.673085807186609,67.622824179462171,69.450862905798743,71.405646565274665,73.60021135104374,76.076852434923012,78.65775050109832,81.306102531986227,83.973650502034019,86.666470771660499,89.341815551013681,92.030332183232616,94.725484078372887,97.415586842040312,100.11321125442844,102.8117818187944,105.50785966492678,59.15981664291818,61.4871144126122,63.718545163205434,65.806317098040211,67.826793030736738,69.739125330894353,71.563400331337576,73.515741786080397,75.693123762463756,78.165787674995372,80.747923918310235,83.393948513882563,86.086944814494785,88.760189911491253,91.444674351937081,94.133494811722954,96.833528529024164,99.533053222174331,102.23059297990385,104.93844622156323,107.63453255504865,61.381315762123783,63.698905085185821,65.867817410921276,67.964883734878669,69.956389632785474,71.867440811999515,73.677408644861202,75.620520205224423,77.825562208355308,80.291380815472863,82.87242219735333,85.502675647060656,88.195779761358139,90.879781088255044,93.577854778646639,96.270617221506711,98.968114970786317,101.66821793201578,104.36737491950254,107.06747167508645,109.7660111239181,63.624407483114346,65.883096891227467,68.044978836301397,70.132948821440934,72.095300590816223,73.985136657127811,75.793196314298669,77.723922792612257,79.905171532661953,82.354425393243915,84.942402454541025,87.649574070617874,90.282349662619254,92.983407485854983,95.676792364161372,98.37469442077473,101.07664214795952,103.77495504571731,106.47724431705824,109.18122938959957,111.88332756708104]
[null,null,{"$f":"Proforma!C43","v":"Variable O&M Cost"},null,{"$f":"IF(E33=\"\",Proforma!$E$43/SUM(Proforma!$E$41,Proforma!$E$42,Proforma!$E$43,Proforma!$E$48,Proforma!$E$49,Proforma!$E$61)*$E$38,\"\")","v":5.7969808149959885},5.7969808149959885,28.975160135007179,24.89705931475487,24.266605174976601,23.71224936782815,23.22092538354218,22.782396221942612,22.388527825230053,22.032775457778612,21.709813610282762,21.415264720218914,21.145497238359617,20.897473205562299,20.668631733520463,20.456798895369776,20.260117296802392,20.076990488915946,19.906038697854139,19.746063271375728,19.596017903581416,19.45498517667772,19.322157307672697,19.196820246299936,20.936323773498163,20.407746588660579,19.945039120570279,19.536533586189986,19.173164250572022,18.847780374136232,18.554665934357352,18.289196987171632,18.047592746716628,17.826731781042433,17.624014281168705,17.437257470067287,17.264615207209591,17.104515501108455,16.955611442498753,16.816742311619269,16.686902480644012,16.565216347308709,16.450917977934516,16.343334458826781,16.241872191176665,17.520285781054699,16.711286966587309,16.337682830097233,16.009148738339182,15.717920183676807,15.457919323431042,15.224320582989174,15.01324393589104,14.82153412451418,14.646598981383155,14.486289182084091,14.338807550277094,14.202639775028027,14.076500865980375,13.959293327693006,13.850074166071691,13.748028625049637,13.652449104412272,13.562718104284274,13.478294326736785,13.398701273012293,15.89556708360394,14.130265533477459,13.109607653038884,12.743880790543095,12.519341555213346,12.319413348434489,12.1401989300926,11.978582658800397,11.832043907954118,11.698521496010915,11.576313567554685,11.464002561621676,11.360398227397345,11.264493817990344,11.17543203880591,11.092478307103223,11.014999554541108,10.942447277006108,10.874343870990518,10.810271536258954,10.749863199634927,15.055744764681009,13.035537853817811,11.465033557956593,10.319177676928405,9.631536861188998,9.3655755881054876,9.2349387415064079,9.1179744711681803,9.0120589786919982,8.9156505366531942,8.8274815088568452,8.7465000317840076,8.6718259784008183,8.6027172836365775,8.5385438944666063,8.4787674036721725,8.4229249713559842,8.3706165166854412,8.3214944293361555,8.2752552407214566,8.2316328328245696,14.525367299901081,12.465801069156116,10.650771608017244,9.1774429960960795,8.0136539465639025,7.1738380768003776,6.6407779868603685,6.4207931962597842,6.3353166311429039,6.2708483882634747,6.2124835080947634,6.1588576292200434,6.1093799263565343,6.0635538688128303,6.0209591306974453,5.9812375117652001,5.9440818684334191,5.9092273299718041,5.8764442677968205,5.8455326227584781,5.8163172940026584,14.128012368342295,12.07869254797261,10.215662585755441,8.5476721860578007,7.1510297866308541,6.0104460500239814,5.091623739060136,4.5733453226063654,4.3609205870097938,4.266410363396,4.2120487456095201,4.1667041387531709,4.1258567768588756,4.0878599616831606,4.0523737928242554,4.0197741975268366,3.9897046648038619,3.9619216857665243,3.9354821054886222,3.9108010904138113,3.887126301894051,13.811427271330581,11.791869442726695,9.9114466408510786,8.198737245680201,6.6480451333705854,5.319620325710086,4.2086790468669824,3.4636272046019738,3.1261968059776271,2.9813007186585945,2.9146744479009055,2.8682718955880486,2.8280049270644154,2.7911476712095178,2.7581131082325685,2.7283867123082866,2.702684212258859,2.6802214593103479,2.6597112801724254,2.6403247524861859,2.6222667684191716,13.326295988751424,11.36335227780341,9.5095837516765069,7.7628363985191866,6.1439138753208171,4.653864504924865,3.2903725384854288,2.3044845762870092,1.7910448146058933,1.570479227507972,1.4766716495204881,1.4199674339793524,1.3764639442221107,1.3427515821622487,1.3151323852118413,1.2897921821264566,1.2663483341123341,1.2461390916356103,1.2268007636743494,1.2077784379501548,1.1901679645763796,13.130345539905749,11.192337095423525,9.3561658728872992,7.6199736957248376,5.9848594634641561,4.4673897218934,3.0696064287724134,2.0114504408228022,1.4238262605368728,1.1589544684114734,1.034769647922499,0.96490501730624056,0.92029519311992136,0.88466539129449073,0.85296412191889781,0.82446630559501088,0.79892137745343772,0.7755243248220276,0.75417151345794997,0.73455425144323339,0.7164399130238992,12.955170595054581,11.039838993442634,9.2271970834295001,7.4986370778924192,5.8637434012095095,4.3273295674276087,2.9035456760447538,1.8223850196535647,1.1843196543299581,0.88349182194081077,0.74680408029006606,0.67592407801013632,0.62823893521440421,0.58662725839757912,0.54855861845390852,0.51691026444463961,0.48902922988746322,0.46472645166427901,0.4434332506794324,0.42404724970258767,0.40695828884225582,12.799701859666298,10.907218430001583,9.1069521778604976,7.3954588503419512,5.7671423630867045,4.2232603725202269,2.7801694507441677,1.6776909353562148,1.0229808547251704,0.70779116908533835,0.55404138161694927,0.46567111349236684,0.40806807152953306,0.36458263119616352,0.32666448217578575,0.29659693580604973,0.27136684378896742,0.24889386330179225,0.22925434059749927,0.21211086534060281,0.19657460570250745,12.660511756457554,10.790759139968722,9.0069698104408698,7.3060919118013246,5.6844365728950299,4.1420459626753523,2.6875050852838358,1.5698135665872344,0.89954631284531572,0.58086771503425538,0.4289045656015667,0.34328237219430996,0.2850729622188074,0.23796798119642223,0.19708977118966173,0.16053010068094944,0.1299561150593973,0.10599213883848202,8.6637730584187694E-2,7.0663978524788881E-2,5.8373016718720167E-2,12.531568067421453,10.684395786838932,8.9143304228021876,7.2269111540152711,5.6134410250621665,4.073992542805172,2.6182180749746089,1.489861669882768,0.80711284915837622,0.48793323351681461,0.33944011793391987,0.25881374573462135,0.20672727181362235,0.16314302362375999,0.1253683939029645,9.4574763862252414E-2,7.0267594008796133E-2,5.1407499362872304E-2,3.748205157417836E-2,2.7247780856305776E-2,1.9673011749396081E-2,12.416013788605643,10.588839712469326,8.8358490409336188,7.1549024066873903,5.5507322474978587,4.0160138783973309,2.5600386766790111,1.4306598033405979,0.73869230515562945,0.41903926413758463,0.2747341346846614,0.20090243358613327,0.15456287309414177,0.11746459962719846,8.5587290956441256E-2,6.0197789830013219E-2,4.1396545188106398E-2,2.8129789702054001E-2,1.8810703123803254E-2,1.2452305186113814E-2,8.1357910509152372E-3,12.309478091007827,10.500729523085559,8.7623084259605974,7.0885126142159836,5.4936566672826359,3.964862787857375,2.5108605010460043,1.3830894758706482,0.68827346874299167,0.36869390381621181,0.22678643710080032,0.15700105680973767,0.11598151559529436,8.3592259679376307E-2,5.7101866175134249E-2,3.8164353055778012E-2,2.5203365438576996E-2,1.6307926243852244E-2,1.0316153766277446E-2,6.3987042360362113E-3,3.870164873813193E-3,12.209901873517136,10.420942346625653,8.6967776278649058,7.0323953767541498,5.4438609190302412,3.9194282587111005,2.4694985879746545,1.3441369908629659,0.64888641200027386,0.33013684864019865,0.19034082457851947,0.12402802231338145,8.6751725418066652E-2,5.8610955158299165E-2,3.8054080664276721E-2,2.4402625219327331E-2,1.531372476862035E-2,9.3078034407890094E-3,5.4593358592934542E-3,3.0622591278382889E-3,1.6974844217603597E-3,12.117508119998424,10.348382347375891,8.6329902533967413,6.9823398152953136,5.3971388183572842,3.8800569381076455,2.4333832899524444,1.3107429330093197,0.61602962787973958,0.29904056937936346,0.16168311045259748,9.773248917256562E-2,6.4265848345949866E-2,4.1138013845313716E-2,2.5780699862636775E-2,1.5760263687404925E-2,9.3145956469483562E-3,5.227396478110935E-3,2.7594016287793579E-3,1.4272048383581122E-3,8.6197943607178352E-4,12.037517484995432,10.277899145909952,8.5783126095316451,6.9389327972690777,5.3573438028078675,3.8435884404340026,2.4014733658134295,1.2826653429991663,0.58754540032395752,0.27190689565485782,0.13655254677481915,7.6324177208917668E-2,4.6993017382486756E-2,2.9082158149092197E-2,1.7622439939049155E-2,1.0312565701816212E-2,5.7098900772751112E-3,2.964210871389364E-3,1.4863434581652638E-3,8.5743551521413289E-4,6.8904790883825805E-4]
[null,null,{"$f":"Proforma!C42","v":"Fixed O&M Cost"},null,{"$f":"IF(E33=\"\",Proforma!$E$42/SUM(Proforma!$E$41,Proforma!$E$42,Proforma!$E$43,Proforma!$E$48,Proforma!$E$49,Proforma!$E$61)*$E$38,\"\")","v":3.4113511531169336},3.4113511531169336,3.0587647642520421,3.8280152555193592,4.0537009768345476,4.2765008834375324,4.4969104858760547,4.7153179935139189,4.9320318675621948,5.1473002986695313,5.3613252417561643,5.5742727035436612,5.7862804002923323,5.9974635380398711,6.2079192312576028,6.4177299199873943,6.626966040676729,6.8356881341439397,7.0439485244249189,7.2517926670289601,7.4592602401521138,7.6663860342827537,7.8732006823081839,8.0797312625741107,4.5517532775182259,4.7520756071816788,4.9525982542414644,5.1532857356274562,5.3541104813976066,5.5550507453236762,5.7560891443276851,5.9572116164577222,6.1584066639109025,6.3596647940555693,6.5609781005678505,6.7623399453764614,6.9637447141501401,7.1651876262842134,7.3666645856750037,7.5681720624347664,7.7697069983385934,7.9712667305739249,8.1728489298507654,8.3744515497636218,8.5760727851049356,5.2304706035828028,5.4017253767533662,5.5817230078808082,5.7643916552815888,5.9492711657300363,6.1360013439641623,6.3242962087237773,6.5139258153948578,6.7047031718351908,6.896474656680998,7.0891128930814737,7.2825113737731577,7.4765803551269547,7.6712436839006495,7.8664363184888701,8.0621023735953514,8.2581935637877812,8.4546679540829395,8.6514889491666285,8.848624469742056,9.0460462767387781,5.8935773623357939,6.0228683084099828,6.1660406645339583,6.3296549643006097,6.5008601829226587,6.6754884527626208,6.8529977220078839,7.0329546483506604,7.2150086477400031,7.3988730385402146,7.5843111163740424,7.771125718254285,7.9591512968765974,8.148247827775986,8.3382960732120921,8.5291938629617299,8.7208531460405041,8.9131976331622624,9.1061608963377587,9.2996848253694342,9.4937183654947237,6.5462569457204252,6.649520895339263,6.7565287428906098,6.8748548303601966,7.0113171363186506,7.1698624087540379,7.338618447423582,7.5108537897933276,7.6859851228168488,7.8636083449532519,8.0433911965916085,8.2250579742168402,8.4083779880938909,8.5931567358447118,8.7792290745333315,8.9664538824581701,9.1547098448452413,9.3438920966733896,9.5339095259371387,9.7246825906142931,9.9161415386148697,7.1892137892703376,7.2740172819017337,7.3562185744083477,7.4435180580162088,7.5411501819937659,7.6552323432010976,7.7890210300244211,7.945918566964977,8.1143337690974864,8.2875044385215286,8.4633232391700428,8.6414053825090207,8.8214686909180209,9.0032760217977597,9.1866266278813011,9.3713494330614466,9.557297745846391,9.7443450642121139,9.9323817177621816,10.121312158424125,10.311052758192629,7.8224336863602097,7.8925351975135456,7.9576958762585477,8.0215105916061109,8.0920407341039624,8.1744072222286341,8.2677856270665941,8.3938476664586563,8.5472691657557807,8.7131942907619067,8.8853756746326287,9.0607570245155191,9.2381744550484157,9.4176383000611743,9.5990054144947656,9.7816525433531698,9.9658001051237495,10.151821101601215,10.33796871061908,10.525801067220451,10.713707512963289,8.4466758908343547,8.5047932304972793,8.5574203466855305,8.6073186493483327,8.6547862911669711,8.710959491194739,8.7783296685063199,8.8751811100973477,9.0117509977352306,9.1701994096957637,9.3394350706174922,9.5115158993872626,9.6876014966176847,9.8649499932297129,10.044855343199242,10.226078172752972,10.40954967365262,10.594039445444771,10.780095462088068,10.966563998124913,11.155205040114607,9.6755558470615721,9.7137965270319686,9.7456585681718497,9.771707753387588,9.7948116244700358,9.8181175246395629,9.8435680442473714,9.9001606039897663,10.00940740290638,10.154111960475969,10.316686351872876,10.485716745605831,10.659602861446837,10.835255759939727,11.013228387619973,11.194255365467171,11.375419324383403,11.558744999653987,11.744034059267296,11.929355220548999,12.116358611247179,10.281500019787009,10.310995859253293,10.332533770928812,10.351813686057023,10.364965178322066,10.377857853533708,10.391275460212279,10.433597077395296,10.53153882437498,10.66806968003732,10.825714806166788,10.992320625849949,11.164345014648891,11.339355121275043,11.517240308493385,11.696013138034477,11.877926567209617,12.059851093109433,12.243633870782993,12.429077859802161,12.615292528502259,10.881840459378896,10.902942413808113,10.92225027682349,10.929385903038611,10.934981506129684,10.937793188742393,10.94260902158373,10.977075186458713,11.063356492815183,11.193759516442015,11.348266728947905,11.514545420916596,11.686135008427449,11.860026945067915,12.03637102070156,12.215559395890036,12.394484660111456,12.577017833714796,12.760889082920093,12.944392786642441,13.131398989259333,11.478148358289173,11.492448191711581,11.499105863368481,11.504821738158943,11.504875014586805,11.500389409946223,11.495938935323183,11.521774960575298,11.603351165206879,11.730494912376418,11.881346156750798,12.044521749857905,12.214641282063676,12.387866405240052,12.563185232581398,12.741317537153071,12.920990216598838,13.102877073754746,13.286528800945284,13.471227151816866,13.657918261662649,12.071310933129565,12.079607085919418,12.08292083695803,12.079156389476303,12.071610992850632,12.062235320029822,12.050275111117424,12.070257378575862,12.14570788119279,12.27235897480911,12.423029823194558,12.58642860753077,12.755485862504617,12.92589129906974,13.100770127521409,13.277089800587465,13.456875533145663,13.637375688629239,13.820432173413268,14.005006709540034,14.190042069845855,12.659082140150392,12.661962370288276,12.659161010572266,12.651037787411873,12.638962575404882,12.62279982347507,12.606718671938847,12.619824044411892,12.693032343890669,12.815520785159169,12.967546373871292,13.129011426326739,13.298739807615936,13.470847788913627,13.64487823357058,13.822809943325849,14.00254099155157,14.184095901655443,14.367466908101756,14.552776169002364,14.738798247422915,13.246614352706786,13.242947177569114,13.238920920123354,13.22217367048124,13.20577676391768,13.185106936256703,13.161183306306496,13.171916110482782,13.239360734629832,13.36251857192973,13.51345843540679,13.675687003599085,13.845490847488694,14.018702190498656,14.193620693540749,14.372829901061049,14.55067649741699,14.731973578114371,14.915974713375256,15.100554422622464,15.286778356985542,13.831081108307988,13.821284029442827,13.812625532615261,13.789011934764437,13.767678913624737,13.746338863219149,13.716135492853631,13.72478472184749,13.789821020504045,13.914402793450725,14.062339983753118,14.225478310008858,14.394465668300784,14.569870006082837,14.744187024413568,14.922364231005862,15.103091554525985,15.284350044385986,15.468001911736854,15.652890002753288,15.838401373084446,14.41094829465422,14.398746284471923,14.384732309958737,14.357664754932941,14.334005060036075,14.304213882678013,14.272034827484962,14.278913633000256,14.33967309051552,14.463025637838141,14.610842307679784,14.773301155748916,14.946443122087116,15.11818555088699,15.293703152740669,15.471585582969434,15.652758497748581,15.835140241888617,16.018392293586146,16.204328495611311,16.389431422752747,14.987652907278786,14.975470399340562,14.94855168766278,14.924285426280665,14.894375828460081,14.863711043806154,14.8274671502749,14.83133640976742,14.896444877597823,15.017894876240597,15.165061286098078,15.324325789758166,15.497234340053165,15.670506167874164,15.847966717636751,16.026101300957123,16.206459303073736,16.388535545404022,16.57163794932967,16.755971739557406,16.941058961568533,15.569243601663022,15.545112753208029,15.517957756754628,15.492238584100217,15.455932072956042,15.42025267408855,15.382572165680832,15.382862611623239,15.442561867954854,15.560524720767651,15.708810964303513,15.881849496975388,16.04367796836128,16.219721946246889,16.396123123153579,16.574851371113446,16.755655007669191,16.937130229212411,17.120422876724685,17.305049555214445,17.4903558372501]
[null,null,{"$f":"Proforma!C41","v":"Fuel Cost"},null,{"$f":"IF(E33=\"\",Proforma!$E$41/SUM(Proforma!$E$41,Proforma!$E$42,Proforma!$E$43,Proforma!$E$48,Proforma!$E$49,Proforma!$E$61)*$E$38,\"\")","v":57.767399178701289},57.767399178701289,53.905909731004378,46.323720194610736,45.1507062708368,44.119280976681893,43.205132751722495,42.389214623754967,41.656392357149457,40.994488810614428,40.39359533650228,39.845567037843971,39.343647050714438,38.882182945461466,38.456409930881435,38.06228319659585,37.696346872999875,37.355630605756808,37.037567186325461,36.739926401212813,36.460761492673697,36.19836551229438,35.95123549827656,35.718042888019617,38.959648317382346,37.976054652812678,37.115034823910577,36.354876805921108,35.678710602121129,35.073229739954165,34.52779754386917,34.033809535392585,33.584230229207655,33.17325110046005,32.796034287770311,32.448517964764257,32.127266735983277,31.829355356933679,31.552277427966647,31.29387302066144,31.052270809832962,30.825841428704624,30.613159587575463,30.412973093226835,30.224177345753997,32.603274380886617,31.102862688180501,30.40753231387988,29.796085115996,29.254069998069461,28.770175039894522,28.335419009503084,27.94258050416536,27.585787041762462,27.260214148679253,26.96186155910598,26.687384415923731,26.43396432363291,26.199209692133969,25.98107789190982,25.77781384726805,25.587901155744568,25.410022850516164,25.243029657130496,25.08591412618448,24.937789410780688,29.576899396038829,26.300276807362636,24.405106566964758,23.724522517126317,23.306529962670695,22.934353708243385,22.600738586837771,22.29988446863457,22.027098913230589,21.778544790788473,21.551053898963993,21.341987282693189,21.149129151265996,20.970605327927426,20.804819858803171,20.650405232446914,20.506182918306891,20.371131812003949,20.244362798905634,20.12509809514583,20.012654351194787,28.012610686096281,24.262735444544116,21.347207917024797,19.218551697598894,17.939423702612817,17.442068646781884,17.198740824350711,16.980932675183539,16.783700816137166,16.604174067143258,16.439991691979181,16.289194790827882,16.150144291077098,16.021458234796881,15.901963265622449,15.79065670042684,15.686676586139319,15.589277846753644,15.4978131228086,15.411717260604883,15.330494664920268,27.025140408037153,23.202152476580515,19.832916824306235,17.097017940622734,14.935109538466785,13.372932922705111,12.379981446518707,11.966576049338064,11.806627824571441,11.686539926498494,11.577794961326786,11.477881335959161,11.385698021188546,11.300319709975133,11.220963106315004,11.146960688110806,11.077740079627866,11.012807682473131,10.951735573562374,10.894150933766635,10.839727454852033,26.28552527287912,22.481655578903705,19.023410607592989,15.92692620635545,13.333019631924437,11.213957369409826,9.5056331981172963,8.534274434091385,8.1318890344322039,7.9532060316247781,7.8517885231413871,7.7673630258697495,7.6912798565049982,7.6205169162547062,7.5544381162172272,7.4936957705454308,7.4376455850565346,7.385851903372382,7.3365665626024086,7.2905711440171688,7.2464642961576446,25.696245126904252,21.947772913150253,18.457410263106997,15.278045010166009,12.399138732431636,9.9315015844720111,7.8671839305537361,6.4745092804839848,5.8357272064278138,5.5606204859497232,5.4355927039198821,5.3490032497365512,5.2739108838530502,5.2052297084903199,5.1436509819173208,5.0881945868922767,5.040237108758765,4.998329081270481,4.9600730847388412,4.9239314050754839,4.8902884188665094,24.793404372284591,21.150200529966433,17.709557428912923,14.467377504393466,11.462135759488625,8.6958822098390502,6.1641369610019181,4.3233580296404215,3.3551422295287701,2.9355615605650627,2.7577981378012035,2.6514164834917215,2.5701935905983242,2.5072464957730811,2.4557287042384903,2.4085701549929204,2.3650328090756196,2.3274766325763498,2.2915444395968176,2.2562036568400377,2.2234478599627763,24.428774567096404,20.831921129283501,17.424011358145691,14.201580969385905,11.166459764491993,8.3494960058506287,5.7541752695058674,3.7801601216514502,2.6735463771421433,2.1702983764807939,1.9350320354013215,1.8036956106713773,1.7202575118297705,1.6536593465199334,1.5944768871902972,1.5413201030472197,1.4936897606405479,1.4500470109569243,1.4102350978250586,1.3736986923307686,1.3399773145360059,24.102802590393729,20.548085439147695,17.183922209370653,13.975739310211797,10.941249565339133,8.0891985250727885,5.44579100973918,3.4289494530493867,2.229289365968758,1.6582824606639937,1.3985827045902668,1.2647888616860408,1.1755545653492663,1.09792817800487,1.0270233281553227,0.9680792989873136,0.91613096776671843,0.87088161030060185,0.83128303336056819,0.79524846769610025,0.76346266636793936,23.813488542192133,20.301232615953658,16.960045631852331,13.783607488535926,10.761454019139272,7.8958435618682596,5.2165592568407488,3.1602134203280983,1.9294839605633707,1.3314857558793471,1.039561258123376,0.87299197436524267,0.76538737260044176,0.68439195856777024,0.61383878100354983,0.55784576269727526,0.51079929716124683,0.4688562023063429,0.43214916730737696,0.40007405411517455,0.37100798237467458,23.554487377451945,20.084477369402638,16.773914055505905,13.61719540090864,10.607498558410008,7.7447767703591932,5.0444863173182419,2.9597734278785333,1.7001015806353144,1.0951439324322696,0.80625367824928107,0.64465763459661085,0.53581741330493182,0.44796268969325842,0.37170208952325834,0.30351642716513727,0.24638392033406251,0.20152230592985612,0.1652179625496826,0.13518985326745392,0.11200554342615097,23.314568605650347,19.886499392765327,16.601473250398506,13.469751549169505,10.475290346485579,7.6181194224210831,4.9156409678275761,2.8112585237127257,1.5282682940529639,0.92200654829809348,0.63919152124364698,0.4866965830527954,0.38917511510048924,0.3078715809635782,0.23733088946730957,0.17972064297824586,0.13410836421984434,9.8591444756882918E-2,7.2197385406808354E-2,5.2675712541822982E-2,3.8153302364437452E-2,23.099560328725286,19.708646045929804,16.455402752459843,13.335673456982967,10.358511143367341,7.5102036802996439,4.8073767362875923,2.7011721384195262,1.4011077634804856,0.79357044254357123,0.51822201680761959,0.37821242113763259,0.29143085472048957,0.22216639431802918,0.16259169581542371,0.11497297748365197,7.9499636718008623E-2,5.4283346699517808E-2,3.6450739021797594E-2,2.4218381152499361E-2,1.5874813236668534E-2,22.901324780480543,19.544644086789333,16.318478855531858,13.212101011488766,10.252184810065554,7.4149454503954866,4.7158050364750403,2.6125904445845811,1.307319929694472,0.69968029062126835,0.42852807867169146,0.29599670690539837,0.21907791110097752,0.15862253650075117,0.10904012015305015,7.3332579981492688E-2,4.868484532049662E-2,3.1642174087448516E-2,2.0092142806197297E-2,1.2505130742562926E-2,7.586047995782782E-3,22.716026901651414,19.396118326199534,16.196446983061975,13.107612555785179,10.15941359458493,7.3302934326301283,4.6387342996530005,2.5399878199710186,1.2339596729715581,0.6277999521346308,0.36041923760166356,0.23422845486819252,0.16430435494416712,0.11171860728161652,7.3049327998723934E-2,4.71229827428776E-2,2.9717732631014245E-2,1.8140208580192291E-2,1.0679855586172727E-2,6.0094534368427856E-3,3.3394859042345125E-3,22.544100204808444,19.261052274397176,16.077663582625814,13.014394150016496,10.072442007283502,7.2569151245754311,4.5714341087610668,2.4777391301855887,1.1727744912171274,0.56981852638381558,0.306859060407219,0.18502223464624645,0.12213362361410221,7.8771695777482109E-2,4.970193648416172E-2,3.0557613041035481E-2,1.8148137117139401E-2,1.0226667694805902E-2,5.4172300439065194E-3,2.8091897973509866E-3,1.699013338400068E-3,22.395249164977052,19.129847140089328,15.975834611175777,12.933544427052114,9.9983662332284453,7.1889522919115958,4.5119443083529713,2.4253466002604869,1.1197120864385217,0.51922667570290759,0.25993249552196379,0.14492175141816685,8.9657731344044742E-2,5.591369596747519E-2,3.4100033938242243E-2,2.0064301074368122E-2,1.1160678684981606E-2,5.8164209221297034E-3,2.9254456579204382E-3,1.6904607366943268E-3,1.3588111942195954E-3]
[null,"Lifetime Renewable Percent",null,null,{"$f":"IF($E$33=\"\",ROUND(1-(Proforma!$E$27/Proforma!$E$29),3),\"\")","v":0},0,0,0.12,0.12,0.12,0.121,0.121,0.121,0.121,0.121,0.122,0.122,0.122,0.122,0.122,0.123,0.123,0.123,0.123,0.123,0.124,0.124,0.124,0.24,0.24,0.24,0.24,0.24099999999999999,0.24099999999999999,0.24099999999999999,0.24099999999999999,0.24099999999999999,0.24199999999999999,0.24199999999999999,0.24199999999999999,0.24199999999999999,0.24199999999999999,0.24299999999999999,0.24299999999999999,0.24299999999999999,0.24299999999999999,0.24399999999999999,0.24399999999999999,0.24399999999999999,0.34699999999999998,0.35899999999999999,0.35899999999999999,0.35899999999999999,0.35899999999999999,0.36,0.36,0.36,0.36,0.36099999999999999,0.36099999999999999,0.36099999999999999,0.36099999999999999,0.36099999999999999,0.36199999999999999,0.36199999999999999,0.36199999999999999,0.36199999999999999,0.36199999999999999,0.36299999999999999,0.36299999999999999,0.39500000000000002,0.44400000000000001,0.46899999999999997,0.47299999999999998,0.47399999999999998,0.47399999999999998,0.47399999999999998,0.47399999999999998,0.47399999999999998,0.47499999999999998,0.47499999999999998,0.47499999999999998,0.47499999999999998,0.47599999999999998,0.47599999999999998,0.47599999999999998,0.47599999999999998,0.47599999999999998,0.47699999999999998,0.47699999999999998,0.47699999999999998,0.41699999999999998,0.47699999999999998,0.52400000000000002,0.55900000000000005,0.57999999999999996,0.58599999999999997,0.58599999999999997,0.58599999999999997,0.58699999999999997,0.58699999999999997,0.58699999999999997,0.58699999999999997,0.58699999999999997,0.58799999999999997,0.58799999999999997,0.58799999999999997,0.58799999999999997,0.58799999999999997,0.58899999999999997,0.58899999999999997,0.58899999999999997,0.42799999999999999,0.49199999999999999,0.55000000000000004,0.59899999999999998,0.63900000000000001,0.66900000000000004,0.68899999999999995,0.69599999999999995,0.69799999999999995,0.69799999999999995,0.69799999999999995,0.69799999999999995,0.69899999999999995,0.69899999999999995,0.69899999999999995,0.69899999999999995,0.69899999999999995,0.7,0.7,0.7,0.7,0.436,0.5,0.56200000000000006,0.62,0.67100000000000004,0.71399999999999997,0.75,0.77400000000000002,0.78400000000000003,0.78900000000000003,0.79,0.79,0.79100000000000004,0.79200000000000004,0.79200000000000004,0.79300000000000004,0.79300000000000004,0.79400000000000004,0.79400000000000004,0.79500000000000004,0.79500000000000004,0.441,0.50600000000000001,0.56999999999999995,0.63100000000000001,0.68899999999999995,0.74099999999999999,0.78600000000000003,0.82,0.84,0.84799999999999998,0.85099999999999998,0.85199999999999998,0.85299999999999998,0.85399999999999998,0.85499999999999998,0.85599999999999998,0.85699999999999998,0.85799999999999998,0.85799999999999998,0.85899999999999999,0.85899999999999999,0.44800000000000001,0.51400000000000001,0.57899999999999996,0.64300000000000002,0.70599999999999996,0.76600000000000001,0.82299999999999995,0.871,0.9,0.91500000000000004,0.92100000000000004,0.92400000000000004,0.92600000000000005,0.92700000000000005,0.92800000000000005,0.92900000000000005,0.93,0.93100000000000005,0.93200000000000005,0.93200000000000005,0.93300000000000005,0.45,0.51600000000000001,0.58199999999999996,0.64700000000000002,0.71099999999999997,0.77300000000000002,0.83199999999999996,0.88300000000000001,0.91700000000000004,0.93500000000000005,0.94299999999999995,0.94699999999999995,0.94899999999999995,0.95099999999999996,0.95199999999999996,0.95399999999999996,0.95499999999999996,0.95599999999999996,0.95699999999999996,0.95799999999999996,0.95899999999999996,0.45200000000000001,0.51900000000000002,0.58399999999999996,0.65,0.71399999999999997,0.77800000000000002,0.83899999999999997,0.89200000000000002,0.92800000000000005,0.94799999999999995,0.95699999999999996,0.96199999999999997,0.96399999999999997,0.96699999999999997,0.96799999999999997,0.97,0.97099999999999997,0.97299999999999998,0.97399999999999998,0.97399999999999998,0.97499999999999998,0.45400000000000001,0.52100000000000002,0.58699999999999997,0.65200000000000002,0.71699999999999997,0.78100000000000003,0.84399999999999997,0.89800000000000002,0.93500000000000005,0.95699999999999996,0.96699999999999997,0.97299999999999998,0.97599999999999998,0.97799999999999998,0.98,0.98199999999999998,0.98299999999999998,0.98399999999999999,0.98499999999999999,0.98599999999999999,0.98699999999999999,0.45600000000000002,0.52200000000000002,0.58899999999999997,0.65400000000000003,0.72,0.78400000000000003,0.84799999999999998,0.90300000000000002,0.94099999999999995,0.96299999999999997,0.97399999999999998,0.97899999999999998,0.98299999999999998,0.98499999999999999,0.98699999999999999,0.98899999999999999,0.99099999999999999,0.99199999999999999,0.99299999999999999,0.99399999999999999,0.995,0.45700000000000002,0.52400000000000002,0.59,0.65600000000000003,0.72199999999999998,0.78700000000000003,0.85099999999999998,0.90600000000000003,0.94599999999999995,0.96799999999999997,0.97899999999999998,0.98399999999999999,0.98699999999999999,0.98899999999999999,0.99099999999999999,0.99299999999999999,0.995,0.996,0.997,0.997,0.998,0.45800000000000002,0.52500000000000002,0.59099999999999997,0.65800000000000003,0.72299999999999998,0.78900000000000003,0.85299999999999998,0.90900000000000003,0.94899999999999995,0.97099999999999997,0.98199999999999998,0.98699999999999999,0.99,0.99199999999999999,0.99399999999999999,0.995,0.997,0.997,0.998,0.999,0.999,0.45900000000000002,0.52600000000000002,0.59299999999999997,0.65900000000000003,0.72499999999999998,0.79,0.85499999999999998,0.91100000000000003,0.95099999999999996,0.97399999999999998,0.98499999999999999,0.99,0.99199999999999999,0.99399999999999999,0.996,0.997,0.998,0.998,0.999,0.999,1,0.46,0.52700000000000002,0.59299999999999997,0.66,0.72599999999999998,0.79200000000000004,0.85699999999999998,0.91300000000000003,0.95299999999999996,0.97599999999999998,0.98699999999999999,0.99199999999999999,0.99399999999999999,0.996,0.997,0.998,0.999,0.999,0.999,1,1,0.46100000000000002,0.52800000000000002,0.59399999999999997,0.66100000000000003,0.72699999999999998,0.79300000000000004,0.85799999999999998,0.91500000000000004,0.95499999999999996,0.97699999999999998,0.98799999999999999,0.99299999999999999,0.995,0.997,0.998,0.998,0.999,0.999,1,1,1,0.46200000000000002,0.52800000000000002,0.59499999999999997,0.66200000000000003,0.72799999999999998,0.79400000000000004,0.86,0.91600000000000004,0.95599999999999996,0.97899999999999998,0.99,0.995,0.996,0.998,0.998,0.999,0.999,1,1,1,1]
[null,"Lifetime Load Served",null,null,{"$f":"IF($E$33=\"\",ROUND(Proforma!$E$29/('Inputs & Outputs'!$E$6*8760*20),3),\"\")","v":1},1,1,1,1,1,1,1,1,1,1,1,1,1,1,1,1,1,1,1,1,1,1,1,1,1,1,1,1,1,1,1,1,1,1,1,1,1,1,1,1,1,1,1,1,1,1,1,1,1,1,1,1,1,1,1,1,1,1,1,1,1,1,1,1,1,1,1,1,1,1,1,1,1,1,1,1,1,1,1,1,1,1,1,1,1,1,1,1,1,1,1,1,1,1,1,1,1,1,1,1,1,1,1,1,1,1,1,1,1,1,1,1,1,1,1,1,1,1,1,1,1,1,1,1,1,1,1,1,1,1,1,1,1,1,1,1,1,1,1,1,1,1,1,1,1,1,1,1,1,1,1,1,1,1,1,1,1,1,1,1,1,1,1,1,1,1,1,1,1,1,1,1,1,1,1,1,1,1,1,1,1,1,1,1,1,1,1,1,1,1,1,1,1,1,1,1,1,1,1,1,1,1,1,1,1,1,1,1,1,1,1,1,1,1,1,1,1,1,1,1,1,1,1,1,1,1,1,1,1,1,1,1,1,1,1,1,1,1,1,1,1,1,1,1,1,1,1,1,1,1,1,1,1,1,1,1,1,1,1,1,1,1,1,1,1,1,1,1,1,1,1,1,1,1,1,1,1,1,1,1,1,1,1,1,1,1,1,1,1,1,1,1,1,1,1,1,1,1,0.999,1,1,1,1,1,1,1,1,1,1,1,1,1,1,1,1,1,1,1,1,1,1,1,1,1,1,1,1,1,1,1,1,1,1,1,1,1,1,1,1,1,1,1,1,1,1,1,1,1,1,1,1,1,1,1,1,1,1,1,1,1,1,1,1,1,1,1,1,1,0.999,1,1,1,1,1,1,1,1,1,1,1,1,1,1,1,1,1,1,1,1,1,1,0.999,1,1,1,1,1,1,1,1,1]

{"sheet":"Costs","index":3,"n_rows":56,"n_cols":8,"rows_kept":56,"cut":false,"hidden":false,"merged":[]}
[]
[null,"CAPEX INPUTS"]
[]
[null,null,"Solar PV",null,"$/watt","$","ITC Applicability","Notes"]
[null,null,null,"Modules",0.22,{"$f":"E5*1000000*Proforma!$E$12","v":0},1]
[null,null,null,"Inverters",0.05,{"$f":"E6*1000000*Proforma!$E$12","v":0},1]
[null,null,null,"Racking and Foundations",0.18,{"$f":"E7*1000000*Proforma!$E$12","v":0},1]
[null,null,null,"Balance of System",0.12,{"$f":"E8*1000000*Proforma!$E$12","v":0},1]
[null,null,null,"Labor",0.2,{"$f":"E9*1000000*Proforma!$E$12","v":0},1]
[null,null,"Subtotal - Solar PV",null,{"$f":"SUM(E5:E9)","v":0.77},{"$f":"SUM(F5:F9)","v":0},{"$f":"IFERROR(SUMPRODUCT(F5:F9,G5:G9)/F10,0)","v":0},"This plus soft costs puts all in solar cost at $87c/watt, which is just above Lazards low case for 150 MWs"]
[]
[null,null,"Battery Energy Storage System",null,"$/kWh","$","ITC Applicability"]
[null,null,null,"BESS Units",200,{"$f":"E13*1000*Proforma!$E$14","v":0},1]
[null,null,null,"Balance of System",40,{"$f":"E14*1000*Proforma!$E$14","v":0},1]
[null,null,null,"Labor",20,{"$f":"E15*1000*Proforma!$E$14","v":0},1]
[null,null,"Subtotal - BESS",null,{"$f":"SUM(E12:E15)","v":260},{"$f":"SUM(F12:F15)","v":0},{"$f":"IFERROR(SUMPRODUCT(F13:F15,G13:G15)/F16,0)","v":0},"With soft costs this puts all in battery cost in the middle of the lazard range for utility scale 4-hour battery capex for 100 MWs. Assumed to include 20-year warranty at 1.75%/yr average degredation."]
[]
[null,null,"Generators",null,"$/kW","$","ITC Applicability"]
[null,null,null,"Gensets",800,{"$f":"IF('Inputs & Outputs'!$E$11=\"GEN\",E19*1000*Proforma!$E$15,0)","v":0},0]
[null,null,null,"Balance of Sysyem",200,{"$f":"IF('Inputs & Outputs'!$E$11=\"GEN\",E20*1000*Proforma!$E$15,0)","v":0},0]
[null,null,null,"Labor",150,{"$f":"IF('Inputs & Outputs'!$E$11=\"GEN\",E21*1000*Proforma!$E$15,0)","v":0},0]
[null,null,"Subtotal - Generators",null,{"$f":"SUM(E18:E21)","v":1150},{"$f":"SUM(F18:F21)","v":0},{"$f":"IFERROR(SUMPRODUCT(F19:F21,G19:G21)/F22,0)","v":0},"Industry standard for 2-5 MW gas gensets"]
[]
[null,null,"Gas Turbines",null,"$/kW","$","ITC Applicability","This is used for the  reference case."]
[null,null,null,"Gas Turbines",635,{"$f":"IF('Inputs & Outputs'!$E$11=\"GT\",E25*1000*Proforma!$E$15,0)","v":79375000},0]
[null,null,null,"Balance of Sysyem",150,{"$f":"IF('Inputs & Outputs'!$E$11=\"GT\",E26*1000*Proforma!$E$15,0)","v":18750000},0]
[null,null,null,"Labor",100,{"$f":"IF('Inputs & Outputs'!$E$11=\"GT\",E27*1000*Proforma!$E$15,0)","v":12500000},0]
[null,null,"Subtotal - Generators",null,{"$f":"SUM(E24:E27)","v":885},{"$f":"SUM(F24:F27)","v":110625000},{"$f":"IFERROR(SUMPRODUCT(F25:F27,G25:G27)/F28,0)","v":0},"With soft costs this puts all in gas turbine cost at $1000 while Lazard high case for gas turbine is $1150 for 50 MWs"]
[]
[null,null,"System Integration",null,"$/kW","$","ITC Applicability"]
[null,null,null,"Microgrid Switchgear, Transformers, etc.",300,{"$f":"E31*1000*Proforma!$E$10","v":30000000},0]
[null,null,null,"Controls",50,{"$f":"E32*1000*Proforma!$E$10","v":5000000},0]
[null,null,null,"Labor",60,{"$f":"E33*1000*Proforma!$E$10","v":6000000},0]
[null,null,"Subtotal - System Integration",null,{"$f":"SUM(E31:E33)","v":410},{"$f":"SUM(F31:F33)","v":41000000},{"$f":"SUMPRODUCT(F31:F33,G31:G33)/F34","v":0},"Estimate of costs associated with tying all generation sources together and islandable, per kW of load."]
[]
[null,null,"Soft Costs",null,"%","$","ITC Applicability"]
[null,null,null,"General Conditions",5.0000000000000001E-3,{"$f":"E37*SUM($F$10,$F$16,$F$22,$F$34)","v":205000},{"$f":"IFERROR(SUM(F10*G10,F16*G16,F22*G22,F34*G34)/SUM(F10,F16,F22,F34),0)","v":0}]
[null,null,null,"EPC Overhead",0.05,2050000,{"$f":"G37","v":0}]
[null,null,null,"Design, Engineering, and Surveys",5.0000000000000001E-3,205000,{"$f":"G38","v":0}]
[null,null,null,"Permitting & Inspection",5.0000000000000001E-4,20500,0]
[null,null,null,"Startup & Commissioning",2.5000000000000001E-3,102500,0]
[null,null,null,"Insurance",5.0000000000000001E-3,205000,0]
[null,null,null,"Taxes",0.05,2050000,0]
[null,null,"Subtotal - Soft Costs",null,{"$f":"SUM(E37:E43)","v":0.11800000000000001},{"$f":"SUM(F37:F43)","v":4838000},{"$f":"SUMPRODUCT(F37:F43,G37:G43)/F44","v":0},"Percent of hard costs"]
[]
[null,null,"TOTAL CAPEX",null,null,{"$f":"SUM(F10,F16,F22,F28,F34,F44)","v":156463000},{"$f":"IFERROR(SUM(F10*G10,F16*G16,F22*G22,F28*G28,F34*G34,F44*G44)/F46,0)","v":0}]
[]
[null,"OPEX INPUTS"]
[]
[null,null,null,null,"Fixed O&M","Variable O&M","% of Hard Costs","Notes"]
[null,null,"Solar",null,11,"-","-","Low case from Lazard"]
[null,null,"BESS",null,2.5,"-","-","High case from Lazard, assuming more maintenance for an off-grid system"]
[null,null,"Generators",null,10,2.5000000000000001E-2,"-","Industry standard assumption for levelized 20-year cost to keep a nat gas reciprocating engine running for 20 years"]
[null,null,"Gas Turbine",null,15,5.0000000000000001E-3,"-","Lazard high case for 50 MW fixed O&M is $17/kW and variable O&M is $0.005/kWh"]
[null,null,"BOS",null,6,"-","-","estimate of BOS maintenance costs per kW of load"]
[null,null,"Soft Costs",null,"-","-",2.5000000000000001E-3,"typical insurance, overhead, etc. costs as a percent of hard capex"]

{"sheet":"Proforma","index":4,"n_rows":63,"n_cols":32,"rows_kept":63,"cut":false,"hidden":false,"merged":[]}
[]
[null,"LCOE"]
[]
[null,null,"20-Year LCOE","($/MWh)",86.047625464448174]
[null,null,"IRR for Equity Investors",null,{"$f":"IFERROR(ROUND(IRR(F63:AF63),10),0)","v":0.11}]
[null,null,"IRR Check",null,{"$f":"IFERROR(IF(OR(E5='Inputs & Outputs'!$E$14,ROUND(project_NPV,0)=0),\"PASS\",\"FAIL\"),\"FAIL\")","v":"PASS"}]
[]
[null,"CASE"]
[]
[null,null,"Data Center Demand","(MW)",{"$f":"'Inputs & Outputs'!E6","v":100},null,"2 MW Generator Heat Rate",null,8989.2999999999993,"btu/kWh"]
[null,null,"Location","(City, State)",{"$f":"'Inputs & Outputs'!E7","v":"El Paso, TX"},null,"16.5 MW Gas Turbine Heat Rate",null,9630,"btu/kWh"]
[null,null,"Solar PV Capacity","(MW-DC, 1.2 ILR)",{"$f":"'Inputs & Outputs'!E8","v":0}]
[null,null,"BESS Max Power","(MW)",{"$f":"'Inputs & Outputs'!E9","v":0},null,"LCOE min for goal seek bisection",null,null,50]
[null,null,"BESS Energy  Capacity","(MWh)",{"$f":"E13*4","v":0},null,"LCOE max for goal seek bisection",null,null,300]
[null,null,"Natural Gas Capacity","(MW)",{"$f":"'Inputs & Outputs'!E10","v":125}]
[null,null,"Generators or Gas Turbines?","(GEN/GT)",{"$f":"'Inputs & Outputs'!E11","v":"GT"}]
[null,null,"System Spec",null,{"$f":"'Inputs & Outputs'!E32","v":"0MW | 0MW | 125MW"}]
[]
[null,"PROFORMA"]
[]
[null,null,"Operating Year","(year)","Total",{"$f":"-'Inputs & Outputs'!E19+1","v":-1},{"$f":"IFERROR(IF(F21+1>20,\"\",F21+1),\"\")","v":0},{"$f":"IFERROR(IF(G21+1>20,\"\",G21+1),\"\")","v":1},2,3,4,5,6,7,8,9,10,11,12,13,14,15,16,17,18,19,20,"","","","",""]
[]
[null,null,{"$f":"TRANSPOSE(simulations[[#Headers],[Solar Output - Raw (MWh)]:[Load Served (MWh)]])","v":"Solar Output - Raw (MWh)"},"(MWh)",{"$f":"SUM(F23:AF23)","v":0},{"$f":"_xlfn.IFS(F$21<1,0,F$21=\"\",\"\",Proforma!F$21>=1,INDEX(simulations[], MATCH($E$17 & $E$11 & F$21, simulations[System Spec] & simulations[Location] & simulations[Operating Year], 0), MATCH($C23, simulations[#Headers], 0)))","v":0},{"$f":"_xlfn.IFS(G$21<1,0,G$21=\"\",\"\",Proforma!G$21>=1,INDEX(simulations[], MATCH($E$17 & $E$11 & G$21, simulations[System Spec] & simulations[Location] & simulations[Operating Year], 0), MATCH($C23, simulations[#Headers], 0)))","v":0},{"$f":"_xlfn.IFS(H$21<1,0,H$21=\"\",\"\",Proforma!H$21>=1,INDEX(simulations[], MATCH($E$17 & $E$11 & H$21, simulations[System Spec] & simulations[Location] & simulations[Operating Year], 0), MATCH($C23, simulations[#Headers], 0)))","v":0},{"$f":"_xlfn.IFS(I$21<1,0,I$21=\"\",\"\",Proforma!I$21>=1,INDEX(simulations[], MATCH($E$17 & $E$11 & I$21, simulations[System Spec] & simulations[Location] & simulations[Operating Year], 0), MATCH($C23, simulations[#Headers], 0)))","v":0},{"$f":"_xlfn.IFS(J$21<1,0,J$21=\"\",\"\",Proforma!J$21>=1,INDEX(simulations[], MATCH($E$17 & $E$11 & J$21, simulations[System Spec] & simulations[Location] & simulations[Operating Year], 0), MATCH($C23, simulations[#Headers], 0)))","v":0},{"$f":"_xlfn.IFS(K$21<1,0,K$21=\"\",\"\",Proforma!K$21>=1,INDEX(simulations[], MATCH($E$17 & $E$11 & K$21, simulations[System Spec] & simulations[Location] & simulations[Operating Year], 0), MATCH($C23, simulations[#Headers], 0)))","v":0},{"$f":"_xlfn.IFS(L$21<1,0,L$21=\"\",\"\",Proforma!L$21>=1,INDEX(simulations[], MATCH($E$17 & $E$11 & L$21, simulations[System Spec] & simulations[Location] & simulations[Operating Year], 0), MATCH($C23, simulations[#Headers], 0)))","v":0},{"$f":"_xlfn.IFS(M$21<1,0,M$21=\"\",\"\",Proforma!M$21>=1,INDEX(simulations[], MATCH($E$17 & $E$11 & M$21, simulations[System Spec] & simulations[Location] & simulations[Operating Year], 0), MATCH($C23, simulations[#Headers], 0)))","v":0},{"$f":"_xlfn.IFS(N$21<1,0,N$21=\"\",\"\",Proforma!N$21>=1,INDEX(simulations[], MATCH($E$17 & $E$11 & N$21, simulations[System Spec] & simulations[Location] & simulations[Operating Year], 0), MATCH($C23, simulations[#Headers], 0)))","v":0},{"$f":"_xlfn.IFS(O$21<1,0,O$21=\"\",\"\",Proforma!O$21>=1,INDEX(simulations[], MATCH($E$17 & $E$11 & O$21, simulations[System Spec] & simulations[Location] & simulations[Operating Year], 0), MATCH($C23, simulations[#Headers], 0)))","v":0},{"$f":"_xlfn.IFS(P$21<1,0,P$21=\"\",\"\",Proforma!P$21>=1,INDEX(simulations[], MATCH($E$17 & $E$11 & P$21, simulations[System Spec] & simulations[Location] & simulations[Operating Year], 0), MATCH($C23, simulations[#Headers], 0)))","v":0},{"$f":"_xlfn.IFS(Q$21<1,0,Q$21=\"\",\"\",Proforma!Q$21>=1,INDEX(simulations[], MATCH($E$17 & $E$11 & Q$21, simulations[System Spec] & simulations[Location] & simulations[Operating Year], 0), MATCH($C23, simulations[#Headers], 0)))","v":0},{"$f":"_xlfn.IFS(R$21<1,0,R$21=\"\",\"\",Proforma!R$21>=1,INDEX(simulations[], MATCH($E$17 & $E$11 & R$21, simulations[System Spec] & simulations[Location] & simulations[Operating Year], 0), MATCH($C23, simulations[#Headers], 0)))","v":0},{"$f":"_xlfn.IFS(S$21<1,0,S$21=\"\",\"\",Proforma!S$21>=1,INDEX(simulations[], MATCH($E$17 & $E$11 & S$21, simulations[System Spec] & simulations[Location] & simulations[Operating Year], 0), MATCH($C23, simulations[#Headers], 0)))","v":0},{"$f":"_xlfn.IFS(T$21<1,0,T$21=\"\",\"\",Proforma!T$21>=1,INDEX(simulations[], MATCH($E$17 & $E$11 & T$21, simulations[System Spec] & simulations[Location] & simulations[Operating Year], 0), MATCH($C23, simulations[#Headers], 0)))","v":0},{"$f":"_xlfn.IFS(U$21<1,0,U$21=\"\",\"\",Proforma!U$21>=1,INDEX(simulations[], MATCH($E$17 & $E$11 & U$21, simulations[System Spec] & simulations[Location] & simulations[Operating Year], 0), MATCH($C23, simulations[#Headers], 0)))","v":0},{"$f":"_xlfn.IFS(V$21<1,0,V$21=\"\",\"\",Proforma!V$21>=1,INDEX(simulations[], MATCH($E$17 & $E$11 & V$21, simulations[System Spec] & simulations[Location] & simulations[Operating Year], 0), MATCH($C23, simulations[#Headers], 0)))","v":0},{"$f":"_xlfn.IFS(W$21<1,0,W$21=\"\",\"\",Proforma!W$21>=1,INDEX(simulations[], MATCH($E$17 & $E$11 & W$21, simulations[System Spec] & simulations[Location] & simulations[Operating Year], 0), MATCH($C23, simulations[#Headers], 0)))","v":0},{"$f":"_xlfn.IFS(X$21<1,0,X$21=\"\",\"\",Proforma!X$21>=1,INDEX(simulations[], MATCH($E$17 & $E$11 & X$21, simulations[System Spec] & simulations[Location] & simulations[Operating Year], 0), MATCH($C23, simulations[#Headers], 0)))","v":0},{"$f":"_xlfn.IFS(Y$21<1,0,Y$21=\"\",\"\",Proforma!Y$21>=1,INDEX(simulations[], MATCH($E$17 & $E$11 & Y$21, simulations[System Spec] & simulations[Location] & simulations[Operating Year], 0), MATCH($C23, simulations[#Headers], 0)))","v":0},{"$f":"_xlfn.IFS(Z$21<1,0,Z$21=\"\",\"\",Proforma!Z$21>=1,INDEX(simulations[], MATCH($E$17 & $E$11 & Z$21, simulations[System Spec] & simulations[Location] & simulations[Operating Year], 0), MATCH($C23, simulations[#Headers], 0)))","v":0},{"$f":"_xlfn.IFS(AA$21<1,0,AA$21=\"\",\"\",Proforma!AA$21>=1,INDEX(simulations[], MATCH($E$17 & $E$11 & AA$21, simulations[System Spec] & simulations[Location] & simulations[Operating Year], 0), MATCH($C23, simulations[#Headers], 0)))","v":0},{"$f":"_xlfn.IFS(AB$21<1,0,AB$21=\"\",\"\",Proforma!AB$21>=1,INDEX(simulations[], MATCH($E$17 & $E$11 & AB$21, simulations[System Spec] & simulations[Location] & simulations[Operating Year], 0), MATCH($C23, simulations[#Headers], 0)))","v":""},{"$f":"_xlfn.IFS(AC$21<1,0,AC$21=\"\",\"\",Proforma!AC$21>=1,INDEX(simulations[], MATCH($E$17 & $E$11 & AC$21, simulations[System Spec] & simulations[Location] & simulations[Operating Year], 0), MATCH($C23, simulations[#Headers], 0)))","v":""},{"$f":"_xlfn.IFS(AD$21<1,0,AD$21=\"\",\"\",Proforma!AD$21>=1,INDEX(simulations[], MATCH($E$17 & $E$11 & AD$21, simulations[System Spec] & simulations[Location] & simulations[Operating Year], 0), MATCH($C23, simulations[#Headers], 0)))","v":""},{"$f":"_xlfn.IFS(AE$21<1,0,AE$21=\"\",\"\",Proforma!AE$21>=1,INDEX(simulations[], MATCH($E$17 & $E$11 & AE$21, simulations[System Spec] & simulations[Location] & simulations[Operating Year], 0), MATCH($C23, simulations[#Headers], 0)))","v":""},{"$f":"_xlfn.IFS(AF$21<1,0,AF$21=\"\",\"\",Proforma!AF$21>=1,INDEX(simulations[], MATCH($E$17 & $E$11 & AF$21, simulations[System Spec] & simulations[Location] & simulations[Operating Year], 0), MATCH($C23, simulations[#Headers], 0)))","v":""}]
[null,null,"Solar Output - Net (MWh)","(MWh)",{"$f":"SUM(F24:AF24)","v":0},{"$f":"_xlfn.IFS(F$21<1,0,F$21=\"\",\"\",Proforma!F$21>=1,INDEX(simulations[], MATCH($E$17 & $E$11 & F$21, simulations[System Spec] & simulations[Location] & simulations[Operating Year], 0), MATCH($C24, simulations[#Headers], 0)))","v":0},{"$f":"_xlfn.IFS(G$21<1,0,G$21=\"\",\"\",Proforma!G$21>=1,INDEX(simulations[], MATCH($E$17 & $E$11 & G$21, simulations[System Spec] & simulations[Location] & simulations[Operating Year], 0), MATCH($C24, simulations[#Headers], 0)))","v":0},{"$f":"_xlfn.IFS(H$21<1,0,H$21=\"\",\"\",Proforma!H$21>=1,INDEX(simulations[], MATCH($E$17 & $E$11 & H$21, simulations[System Spec] & simulations[Location] & simulations[Operating Year], 0), MATCH($C24, simulations[#Headers], 0)))","v":0},{"$f":"_xlfn.IFS(I$21<1,0,I$21=\"\",\"\",Proforma!I$21>=1,INDEX(simulations[], MATCH($E$17 & $E$11 & I$21, simulations[System Spec] & simulations[Location] & simulations[Operating Year], 0), MATCH($C24, simulations[#Headers], 0)))","v":0},{"$f":"_xlfn.IFS(J$21<1,0,J$21=\"\",\"\",Proforma!J$21>=1,INDEX(simulations[], MATCH($E$17 & $E$11 & J$21, simulations[System Spec] & simulations[Location] & simulations[Operating Year], 0), MATCH($C24, simulations[#Headers], 0)))","v":0},{"$f":"_xlfn.IFS(K$21<1,0,K$21=\"\",\"\",Proforma!K$21>=1,INDEX(simulations[], MATCH($E$17 & $E$11 & K$21, simulations[System Spec] & simulations[Location] & simulations[Operating Year], 0), MATCH($C24, simulations[#Headers], 0)))","v":0},{"$f":"_xlfn.IFS(L$21<1,0,L$21=\"\",\"\",Proforma!L$21>=1,INDEX(simulations[], MATCH($E$17 & $E$11 & L$21, simulations[System Spec] & simulations[Location] & simulations[Operating Year], 0), MATCH($C24, simulations[#Headers], 0)))","v":0},{"$f":"_xlfn.IFS(M$21<1,0,M$21=\"\",\"\",Proforma!M$21>=1,INDEX(simulations[], MATCH($E$17 & $E$11 & M$21, simulations[System Spec] & simulations[Location] & simulations[Operating Year], 0), MATCH($C24, simulations[#Headers], 0)))","v":0},{"$f":"_xlfn.IFS(N$21<1,0,N$21=\"\",\"\",Proforma!N$21>=1,INDEX(simulations[], MATCH($E$17 & $E$11 & N$21, simulations[System Spec] & simulations[Location] & simulations[Operating Year], 0), MATCH($C24, simulations[#Headers], 0)))","v":0},{"$f":"_xlfn.IFS(O$21<1,0,O$21=\"\",\"\",Proforma!O$21>=1,INDEX(simulations[], MATCH($E$17 & $E$11 & O$21, simulations[System Spec] & simulations[Location] & simulations[Operating Year], 0), MATCH($C24, simulations[#Headers], 0)))","v":0},{"$f":"_xlfn.IFS(P$21<1,0,P$21=\"\",\"\",Proforma!P$21>=1,INDEX(simulations[], MATCH($E$17 & $E$11 & P$21, simulations[System Spec] & simulations[Location] & simulations[Operating Year], 0), MATCH($C24, simulations[#Headers], 0)))","v":0},{"$f":"_xlfn.IFS(Q$21<1,0,Q$21=\"\",\"\",Proforma!Q$21>=1,INDEX(simulations[], MATCH($E$17 & $E$11 & Q$21, simulations[System Spec] & simulations[Location] & simulations[Operating Year], 0), MATCH($C24, simulations[#Headers], 0)))","v":0},{"$f":"_xlfn.IFS(R$21<1,0,R$21=\"\",\"\",Proforma!R$21>=1,INDEX(simulations[], MATCH($E$17 & $E$11 & R$21, simulations[System Spec] & simulations[Location] & simulations[Operating Year], 0), MATCH($C24, simulations[#Headers], 0)))","v":0},{"$f":"_xlfn.IFS(S$21<1,0,S$21=\"\",\"\",Proforma!S$21>=1,INDEX(simulations[], MATCH($E$17 & $E$11 & S$21, simulations[System Spec] & simulations[Location] & simulations[Operating Year], 0), MATCH($C24, simulations[#Headers], 0)))","v":0},{"$f":"_xlfn.IFS(T$21<1,0,T$21=\"\",\"\",Proforma!T$21>=1,INDEX(simulations[], MATCH($E$17 & $E$11 & T$21, simulations[System Spec] & simulations[Location] & simulations[Operating Year], 0), MATCH($C24, simulations[#Headers], 0)))","v":0},{"$f":"_xlfn.IFS(U$21<1,0,U$21=\"\",\"\",Proforma!U$21>=1,INDEX(simulations[], MATCH($E$17 & $E$11 & U$21, simulations[System Spec] & simulations[Location] & simulations[Operating Year], 0), MATCH($C24, simulations[#Headers], 0)))","v":0},{"$f":"_xlfn.IFS(V$21<1,0,V$21=\"\",\"\",Proforma!V$21>=1,INDEX(simulations[], MATCH($E$17 & $E$11 & V$21, simulations[System Spec] & simulations[Location] & simulations[Operating Year], 0), MATCH($C24, simulations[#Headers], 0)))","v":0},{"$f":"_xlfn.IFS(W$21<1,0,W$21=\"\",\"\",Proforma!W$21>=1,INDEX(simulations[], MATCH($E$17 & $E$11 & W$21, simulations[System Spec] & simulations[Location] & simulations[Operating Year], 0), MATCH($C24, simulations[#Headers], 0)))","v":0},{"$f":"_xlfn.IFS(X$21<1,0,X$21=\"\",\"\",Proforma!X$21>=1,INDEX(simulations[], MATCH($E$17 & $E$11 & X$21, simulations[System Spec] & simulations[Location] & simulations[Operating Year], 0), MATCH($C24, simulations[#Headers], 0)))","v":0},{"$f":"_xlfn.IFS(Y$21<1,0,Y$21=\"\",\"\",Proforma!Y$21>=1,INDEX(simulations[], MATCH($E$17 & $E$11 & Y$21, simulations[System Spec] & simulations[Location] & simulations[Operating Year], 0), MATCH($C24, simulations[#Headers], 0)))","v":0},{"$f":"_xlfn.IFS(Z$21<1,0,Z$21=\"\",\"\",Proforma!Z$21>=1,INDEX(simulations[], MATCH($E$17 & $E$11 & Z$21, simulations[System Spec] & simulations[Location] & simulations[Operating Year], 0), MATCH($C24, simulations[#Headers], 0)))","v":0},{"$f":"_xlfn.IFS(AA$21<1,0,AA$21=\"\",\"\",Proforma!AA$21>=1,INDEX(simulations[], MATCH($E$17 & $E$11 & AA$21, simulations[System Spec] & simulations[Location] & simulations[Operating Year], 0), MATCH($C24, simulations[#Headers], 0)))","v":0},{"$f":"_xlfn.IFS(AB$21<1,0,AB$21=\"\",\"\",Proforma!AB$21>=1,INDEX(simulations[], MATCH($E$17 & $E$11 & AB$21, simulations[System Spec] & simulations[Location] & simulations[Operating Year], 0), MATCH($C24, simulations[#Headers], 0)))","v":""},{"$f":"_xlfn.IFS(AC$21<1,0,AC$21=\"\",\"\",Proforma!AC$21>=1,INDEX(simulations[], MATCH($E$17 & $E$11 & AC$21, simulations[System Spec] & simulations[Location] & simulations[Operating Year], 0), MATCH($C24, simulations[#Headers], 0)))","v":""},{"$f":"_xlfn.IFS(AD$21<1,0,AD$21=\"\",\"\",Proforma!AD$21>=1,INDEX(simulations[], MATCH($E$17 & $E$11 & AD$21, simulations[System Spec] & simulations[Location] & simulations[Operating Year], 0), MATCH($C24, simulations[#Headers], 0)))","v":""},{"$f":"_xlfn.IFS(AE$21<1,0,AE$21=\"\",\"\",Proforma!AE$21>=1,INDEX(simulations[], MATCH($E$17 & $E$11 & AE$21, simulations[System Spec] & simulations[Location] & simulations[Operating Year], 0), MATCH($C24, simulations[#Headers], 0)))","v":""},{"$f":"_xlfn.IFS(AF$21<1,0,AF$21=\"\",\"\",Proforma!AF$21>=1,INDEX(simulations[], MATCH($E$17 & $E$11 & AF$21, simulations[System Spec] & simulations[Location] & simulations[Operating Year], 0), MATCH($C24, simulations[#Headers], 0)))","v":""}]
[null,null,"BESS Throughput (MWh)","(MWh)",0,{"$f":"_xlfn.IFS(F$21<1,0,F$21=\"\",\"\",Proforma!F$21>=1,INDEX(simulations[], MATCH($E$17 & $E$11 & F$21, simulations[System Spec] & simulations[Location] & simulations[Operating Year], 0), MATCH($C25, simulations[#Headers], 0)))","v":0},{"$f":"_xlfn.IFS(G$21<1,0,G$21=\"\",\"\",Proforma!G$21>=1,INDEX(simulations[], MATCH($E$17 & $E$11 & G$21, simulations[System Spec] & simulations[Location] & simulations[Operating Year], 0), MATCH($C25, simulations[#Headers], 0)))","v":0},{"$f":"_xlfn.IFS(H$21<1,0,H$21=\"\",\"\",Proforma!H$21>=1,INDEX(simulations[], MATCH($E$17 & $E$11 & H$21, simulations[System Spec] & simulations[Location] & simulations[Operating Year], 0), MATCH($C25, simulations[#Headers], 0)))","v":0},{"$f":"_xlfn.IFS(I$21<1,0,I$21=\"\",\"\",Proforma!I$21>=1,INDEX(simulations[], MATCH($E$17 & $E$11 & I$21, simulations[System Spec] & simulations[Location] & simulations[Operating Year], 0), MATCH($C25, simulations[#Headers], 0)))","v":0},{"$f":"_xlfn.IFS(J$21<1,0,J$21=\"\",\"\",Proforma!J$21>=1,INDEX(simulations[], MATCH($E$17 & $E$11 & J$21, simulations[System Spec] & simulations[Location] & simulations[Operating Year], 0), MATCH($C25, simulations[#Headers], 0)))","v":0},{"$f":"_xlfn.IFS(K$21<1,0,K$21=\"\",\"\",Proforma!K$21>=1,INDEX(simulations[], MATCH($E$17 & $E$11 & K$21, simulations[System Spec] & simulations[Location] & simulations[Operating Year], 0), MATCH($C25, simulations[#Headers], 0)))","v":0},{"$f":"_xlfn.IFS(L$21<1,0,L$21=\"\",\"\",Proforma!L$21>=1,INDEX(simulations[], MATCH($E$17 & $E$11 & L$21, simulations[System Spec] & simulations[Location] & simulations[Operating Year], 0), MATCH($C25, simulations[#Headers], 0)))","v":0},{"$f":"_xlfn.IFS(M$21<1,0,M$21=\"\",\"\",Proforma!M$21>=1,INDEX(simulations[], MATCH($E$17 & $E$11 & M$21, simulations[System Spec] & simulations[Location] & simulations[Operating Year], 0), MATCH($C25, simulations[#Headers], 0)))","v":0},{"$f":"_xlfn.IFS(N$21<1,0,N$21=\"\",\"\",Proforma!N$21>=1,INDEX(simulations[], MATCH($E$17 & $E$11 & N$21, simulations[System Spec] & simulations[Location] & simulations[Operating Year], 0), MATCH($C25, simulations[#Headers], 0)))","v":0},{"$f":"_xlfn.IFS(O$21<1,0,O$21=\"\",\"\",Proforma!O$21>=1,INDEX(simulations[], MATCH($E$17 & $E$11 & O$21, simulations[System Spec] & simulations[Location] & simulations[Operating Year], 0), MATCH($C25, simulations[#Headers], 0)))","v":0},{"$f":"_xlfn.IFS(P$21<1,0,P$21=\"\",\"\",Proforma!P$21>=1,INDEX(simulations[], MATCH($E$17 & $E$11 & P$21, simulations[System Spec] & simulations[Location] & simulations[Operating Year], 0), MATCH($C25, simulations[#Headers], 0)))","v":0},{"$f":"_xlfn.IFS(Q$21<1,0,Q$21=\"\",\"\",Proforma!Q$21>=1,INDEX(simulations[], MATCH($E$17 & $E$11 & Q$21, simulations[System Spec] & simulations[Location] & simulations[Operating Year], 0), MATCH($C25, simulations[#Headers], 0)))","v":0},{"$f":"_xlfn.IFS(R$21<1,0,R$21=\"\",\"\",Proforma!R$21>=1,INDEX(simulations[], MATCH($E$17 & $E$11 & R$21, simulations[System Spec] & simulations[Location] & simulations[Operating Year], 0), MATCH($C25, simulations[#Headers], 0)))","v":0},{"$f":"_xlfn.IFS(S$21<1,0,S$21=\"\",\"\",Proforma!S$21>=1,INDEX(simulations[], MATCH($E$17 & $E$11 & S$21, simulations[System Spec] & simulations[Location] & simulations[Operating Year], 0), MATCH($C25, simulations[#Headers], 0)))","v":0},{"$f":"_xlfn.IFS(T$21<1,0,T$21=\"\",\"\",Proforma!T$21>=1,INDEX(simulations[], MATCH($E$17 & $E$11 & T$21, simulations[System Spec] & simulations[Location] & simulations[Operating Year], 0), MATCH($C25, simulations[#Headers], 0)))","v":0},{"$f":"_xlfn.IFS(U$21<1,0,U$21=\"\",\"\",Proforma!U$21>=1,INDEX(simulations[], MATCH($E$17 & $E$11 & U$21, simulations[System Spec] & simulations[Location] & simulations[Operating Year], 0), MATCH($C25, simulations[#Headers], 0)))","v":0},{"$f":"_xlfn.IFS(V$21<1,0,V$21=\"\",\"\",Proforma!V$21>=1,INDEX(simulations[], MATCH($E$17 & $E$11 & V$21, simulations[System Spec] & simulations[Location] & simulations[Operating Year], 0), MATCH($C25, simulations[#Headers], 0)))","v":0},{"$f":"_xlfn.IFS(W$21<1,0,W$21=\"\",\"\",Proforma!W$21>=1,INDEX(simulations[], MATCH($E$17 & $E$11 & W$21, simulations[System Spec] & simulations[Location] & simulations[Operating Year], 0), MATCH($C25, simulations[#Headers], 0)))","v":0},{"$f":"_xlfn.IFS(X$21<1,0,X$21=\"\",\"\",Proforma!X$21>=1,INDEX(simulations[], MATCH($E$17 & $E$11 & X$21, simulations[System Spec] & simulations[Location] & simulations[Operating Year], 0), MATCH($C25, simulations[#Headers], 0)))","v":0},{"$f":"_xlfn.IFS(Y$21<1,0,Y$21=\"\",\"\",Proforma!Y$21>=1,INDEX(simulations[], MATCH($E$17 & $E$11 & Y$21, simulations[System Spec] & simulations[Location] & simulations[Operating Year], 0), MATCH($C25, simulations[#Headers], 0)))","v":0},{"$f":"_xlfn.IFS(Z$21<1,0,Z$21=\"\",\"\",Proforma!Z$21>=1,INDEX(simulations[], MATCH($E$17 & $E$11 & Z$21, simulations[System Spec] & simulations[Location] & simulations[Operating Year], 0), MATCH($C25, simulations[#Headers], 0)))","v":0},{"$f":"_xlfn.IFS(AA$21<1,0,AA$21=\"\",\"\",Proforma!AA$21>=1,INDEX(simulations[], MATCH($E$17 & $E$11 & AA$21, simulations[System Spec] & simulations[Location] & simulations[Operating Year], 0), MATCH($C25, simulations[#Headers], 0)))","v":0},{"$f":"_xlfn.IFS(AB$21<1,0,AB$21=\"\",\"\",Proforma!AB$21>=1,INDEX(simulations[], MATCH($E$17 & $E$11 & AB$21, simulations[System Spec] & simulations[Location] & simulations[Operating Year], 0), MATCH($C25, simulations[#Headers], 0)))","v":""},{"$f":"_xlfn.IFS(AC$21<1,0,AC$21=\"\",\"\",Proforma!AC$21>=1,INDEX(simulations[], MATCH($E$17 & $E$11 & AC$21, simulations[System Spec] & simulations[Location] & simulations[Operating Year], 0), MATCH($C25, simulations[#Headers], 0)))","v":""},{"$f":"_xlfn.IFS(AD$21<1,0,AD$21=\"\",\"\",Proforma!AD$21>=1,INDEX(simulations[], MATCH($E$17 & $E$11 & AD$21, simulations[System Spec] & simulations[Location] & simulations[Operating Year], 0), MATCH($C25, simulations[#Headers], 0)))","v":""},{"$f":"_xlfn.IFS(AE$21<1,0,AE$21=\"\",\"\",Proforma!AE$21>=1,INDEX(simulations[], MATCH($E$17 & $E$11 & AE$21, simulations[System Spec] & simulations[Location] & simulations[Operating Year], 0), MATCH($C25, simulations[#Headers], 0)))","v":""},{"$f":"_xlfn.IFS(AF$21<1,0,AF$21=\"\",\"\",Proforma!AF$21>=1,INDEX(simulations[], MATCH($E$17 & $E$11 & AF$21, simulations[System Spec] & simulations[Location] & simulations[Operating Year], 0), MATCH($C25, simulations[#Headers], 0)))","v":""}]
[null,null,"BESS Net Output (MWh)","(MWh)",0,{"$f":"_xlfn.IFS(F$21<1,0,F$21=\"\",\"\",Proforma!F$21>=1,INDEX(simulations[], MATCH($E$17 & $E$11 & F$21, simulations[System Spec] & simulations[Location] & simulations[Operating Year], 0), MATCH($C26, simulations[#Headers], 0)))","v":0},{"$f":"_xlfn.IFS(G$21<1,0,G$21=\"\",\"\",Proforma!G$21>=1,INDEX(simulations[], MATCH($E$17 & $E$11 & G$21, simulations[System Spec] & simulations[Location] & simulations[Operating Year], 0), MATCH($C26, simulations[#Headers], 0)))","v":0},{"$f":"_xlfn.IFS(H$21<1,0,H$21=\"\",\"\",Proforma!H$21>=1,INDEX(simulations[], MATCH($E$17 & $E$11 & H$21, simulations[System Spec] & simulations[Location] & simulations[Operating Year], 0), MATCH($C26, simulations[#Headers], 0)))","v":0},{"$f":"_xlfn.IFS(I$21<1,0,I$21=\"\",\"\",Proforma!I$21>=1,INDEX(simulations[], MATCH($E$17 & $E$11 & I$21, simulations[System Spec] & simulations[Location] & simulations[Operating Year], 0), MATCH($C26, simulations[#Headers], 0)))","v":0},{"$f":"_xlfn.IFS(J$21<1,0,J$21=\"\",\"\",Proforma!J$21>=1,INDEX(simulations[], MATCH($E$17 & $E$11 & J$21, simulations[System Spec] & simulations[Location] & simulations[Operating Year], 0), MATCH($C26, simulations[#Headers], 0)))","v":0},{"$f":"_xlfn.IFS(K$21<1,0,K$21=\"\",\"\",Proforma!K$21>=1,INDEX(simulations[], MATCH($E$17 & $E$11 & K$21, simulations[System Spec] & simulations[Location] & simulations[Operating Year], 0), MATCH($C26, simulations[#Headers], 0)))","v":0},{"$f":"_xlfn.IFS(L$21<1,0,L$21=\"\",\"\",Proforma!L$21>=1,INDEX(simulations[], MATCH($E$17 & $E$11 & L$21, simulations[System Spec] & simulations[Location] & simulations[Operating Year], 0), MATCH($C26, simulations[#Headers], 0)))","v":0},{"$f":"_xlfn.IFS(M$21<1,0,M$21=\"\",\"\",Proforma!M$21>=1,INDEX(simulations[], MATCH($E$17 & $E$11 & M$21, simulations[System Spec] & simulations[Location] & simulations[Operating Year], 0), MATCH($C26, simulations[#Headers], 0)))","v":0},{"$f":"_xlfn.IFS(N$21<1,0,N$21=\"\",\"\",Proforma!N$21>=1,INDEX(simulations[], MATCH($E$17 & $E$11 & N$21, simulations[System Spec] & simulations[Location] & simulations[Operating Year], 0), MATCH($C26, simulations[#Headers], 0)))","v":0},{"$f":"_xlfn.IFS(O$21<1,0,O$21=\"\",\"\",Proforma!O$21>=1,INDEX(simulations[], MATCH($E$17 & $E$11 & O$21, simulations[System Spec] & simulations[Location] & simulations[Operating Year], 0), MATCH($C26, simulations[#Headers], 0)))","v":0},{"$f":"_xlfn.IFS(P$21<1,0,P$21=\"\",\"\",Proforma!P$21>=1,INDEX(simulations[], MATCH($E$17 & $E$11 & P$21, simulations[System Spec] & simulations[Location] & simulations[Operating Year], 0), MATCH($C26, simulations[#Headers], 0)))","v":0},{"$f":"_xlfn.IFS(Q$21<1,0,Q$21=\"\",\"\",Proforma!Q$21>=1,INDEX(simulations[], MATCH($E$17 & $E$11 & Q$21, simulations[System Spec] & simulations[Location] & simulations[Operating Year], 0), MATCH($C26, simulations[#Headers], 0)))","v":0},{"$f":"_xlfn.IFS(R$21<1,0,R$21=\"\",\"\",Proforma!R$21>=1,INDEX(simulations[], MATCH($E$17 & $E$11 & R$21, simulations[System Spec] & simulations[Location] & simulations[Operating Year], 0), MATCH($C26, simulations[#Headers], 0)))","v":0},{"$f":"_xlfn.IFS(S$21<1,0,S$21=\"\",\"\",Proforma!S$21>=1,INDEX(simulations[], MATCH($E$17 & $E$11 & S$21, simulations[System Spec] & simulations[Location] & simulations[Operating Year], 0), MATCH($C26, simulations[#Headers], 0)))","v":0},{"$f":"_xlfn.IFS(T$21<1,0,T$21=\"\",\"\",Proforma!T$21>=1,INDEX(simulations[], MATCH($E$17 & $E$11 & T$21, simulations[System Spec] & simulations[Location] & simulations[Operating Year], 0), MATCH($C26, simulations[#Headers], 0)))","v":0},{"$f":"_xlfn.IFS(U$21<1,0,U$21=\"\",\"\",Proforma!U$21>=1,INDEX(simulations[], MATCH($E$17 & $E$11 & U$21, simulations[System Spec] & simulations[Location] & simulations[Operating Year], 0), MATCH($C26, simulations[#Headers], 0)))","v":0},{"$f":"_xlfn.IFS(V$21<1,0,V$21=\"\",\"\",Proforma!V$21>=1,INDEX(simulations[], MATCH($E$17 & $E$11 & V$21, simulations[System Spec] & simulations[Location] & simulations[Operating Year], 0), MATCH($C26, simulations[#Headers], 0)))","v":0},{"$f":"_xlfn.IFS(W$21<1,0,W$21=\"\",\"\",Proforma!W$21>=1,INDEX(simulations[], MATCH($E$17 & $E$11 & W$21, simulations[System Spec] & simulations[Location] & simulations[Operating Year], 0), MATCH($C26, simulations[#Headers], 0)))","v":0},{"$f":"_xlfn.IFS(X$21<1,0,X$21=\"\",\"\",Proforma!X$21>=1,INDEX(simulations[], MATCH($E$17 & $E$11 & X$21, simulations[System Spec] & simulations[Location] & simulations[Operating Year], 0), MATCH($C26, simulations[#Headers], 0)))","v":0},{"$f":"_xlfn.IFS(Y$21<1,0,Y$21=\"\",\"\",Proforma!Y$21>=1,INDEX(simulations[], MATCH($E$17 & $E$11 & Y$21, simulations[System Spec] & simulations[Location] & simulations[Operating Year], 0), MATCH($C26, simulations[#Headers], 0)))","v":0},{"$f":"_xlfn.IFS(Z$21<1,0,Z$21=\"\",\"\",Proforma!Z$21>=1,INDEX(simulations[], MATCH($E$17 & $E$11 & Z$21, simulations[System Spec] & simulations[Location] & simulations[Operating Year], 0), MATCH($C26, simulations[#Headers], 0)))","v":0},{"$f":"_xlfn.IFS(AA$21<1,0,AA$21=\"\",\"\",Proforma!AA$21>=1,INDEX(simulations[], MATCH($E$17 & $E$11 & AA$21, simulations[System Spec] & simulations[Location] & simulations[Operating Year], 0), MATCH($C26, simulations[#Headers], 0)))","v":0},{"$f":"_xlfn.IFS(AB$21<1,0,AB$21=\"\",\"\",Proforma!AB$21>=1,INDEX(simulations[], MATCH($E$17 & $E$11 & AB$21, simulations[System Spec] & simulations[Location] & simulations[Operating Year], 0), MATCH($C26, simulations[#Headers], 0)))","v":""},{"$f":"_xlfn.IFS(AC$21<1,0,AC$21=\"\",\"\",Proforma!AC$21>=1,INDEX(simulations[], MATCH($E$17 & $E$11 & AC$21, simulations[System Spec] & simulations[Location] & simulations[Operating Year], 0), MATCH($C26, simulations[#Headers], 0)))","v":""},{"$f":"_xlfn.IFS(AD$21<1,0,AD$21=\"\",\"\",Proforma!AD$21>=1,INDEX(simulations[], MATCH($E$17 & $E$11 & AD$21, simulations[System Spec] & simulations[Location] & simulations[Operating Year], 0), MATCH($C26, simulations[#Headers], 0)))","v":""},{"$f":"_xlfn.IFS(AE$21<1,0,AE$21=\"\",\"\",Proforma!AE$21>=1,INDEX(simulations[], MATCH($E$17 & $E$11 & AE$21, simulations[System Spec] & simulations[Location] & simulations[Operating Year], 0), MATCH($C26, simulations[#Headers], 0)))","v":""},{"$f":"_xlfn.IFS(AF$21<1,0,AF$21=\"\",\"\",Proforma!AF$21>=1,INDEX(simulations[], MATCH($E$17 & $E$11 & AF$21, simulations[System Spec] & simulations[Location] & simulations[Operating Year], 0), MATCH($C26, simulations[#Headers], 0)))","v":""}]
[null,null,"Generator Output (MWh)","(MWh)",17520000,{"$f":"_xlfn.IFS(F$21<1,0,F$21=\"\",\"\",Proforma!F$21>=1,INDEX(simulations[], MATCH($E$17 & $E$11 & F$21, simulations[System Spec] & simulations[Location] & simulations[Operating Year], 0), MATCH($C27, simulations[#Headers], 0)))","v":0},{"$f":"_xlfn.IFS(G$21<1,0,G$21=\"\",\"\",Proforma!G$21>=1,INDEX(simulations[], MATCH($E$17 & $E$11 & G$21, simulations[System Spec] & simulations[Location] & simulations[Operating Year], 0), MATCH($C27, simulations[#Headers], 0)))","v":0},{"$f":"_xlfn.IFS(H$21<1,0,H$21=\"\",\"\",Proforma!H$21>=1,INDEX(simulations[], MATCH($E$17 & $E$11 & H$21, simulations[System Spec] & simulations[Location] & simulations[Operating Year], 0), MATCH($C27, simulations[#Headers], 0)))","v":876000},{"$f":"_xlfn.IFS(I$21<1,0,I$21=\"\",\"\",Proforma!I$21>=1,INDEX(simulations[], MATCH($E$17 & $E$11 & I$21, simulations[System Spec] & simulations[Location] & simulations[Operating Year], 0), MATCH($C27, simulations[#Headers], 0)))","v":876000},{"$f":"_xlfn.IFS(J$21<1,0,J$21=\"\",\"\",Proforma!J$21>=1,INDEX(simulations[], MATCH($E$17 & $E$11 & J$21, simulations[System Spec] & simulations[Location] & simulations[Operating Year], 0), MATCH($C27, simulations[#Headers], 0)))","v":876000},{"$f":"_xlfn.IFS(K$21<1,0,K$21=\"\",\"\",Proforma!K$21>=1,INDEX(simulations[], MATCH($E$17 & $E$11 & K$21, simulations[System Spec] & simulations[Location] & simulations[Operating Year], 0), MATCH($C27, simulations[#Headers], 0)))","v":876000},{"$f":"_xlfn.IFS(L$21<1,0,L$21=\"\",\"\",Proforma!L$21>=1,INDEX(simulations[], MATCH($E$17 & $E$11 & L$21, simulations[System Spec] & simulations[Location] & simulations[Operating Year], 0), MATCH($C27, simulations[#Headers], 0)))","v":876000},{"$f":"_xlfn.IFS(M$21<1,0,M$21=\"\",\"\",Proforma!M$21>=1,INDEX(simulations[], MATCH($E$17 & $E$11 & M$21, simulations[System Spec] & simulations[Location] & simulations[Operating Year], 0), MATCH($C27, simulations[#Headers], 0)))","v":876000},{"$f":"_xlfn.IFS(N$21<1,0,N$21=\"\",\"\",Proforma!N$21>=1,INDEX(simulations[], MATCH($E$17 & $E$11 & N$21, simulations[System Spec] & simulations[Location] & simulations[Operating Year], 0), MATCH($C27, simulations[#Headers], 0)))","v":876000},{"$f":"_xlfn.IFS(O$21<1,0,O$21=\"\",\"\",Proforma!O$21>=1,INDEX(simulations[], MATCH($E$17 & $E$11 & O$21, simulations[System Spec] & simulations[Location] & simulations[Operating Year], 0), MATCH($C27, simulations[#Headers], 0)))","v":876000},{"$f":"_xlfn.IFS(P$21<1,0,P$21=\"\",\"\",Proforma!P$21>=1,INDEX(simulations[], MATCH($E$17 & $E$11 & P$21, simulations[System Spec] & simulations[Location] & simulations[Operating Year], 0), MATCH($C27, simulations[#Headers], 0)))","v":876000},{"$f":"_xlfn.IFS(Q$21<1,0,Q$21=\"\",\"\",Proforma!Q$21>=1,INDEX(simulations[], MATCH($E$17 & $E$11 & Q$21, simulations[System Spec] & simulations[Location] & simulations[Operating Year], 0), MATCH($C27, simulations[#Headers], 0)))","v":876000},{"$f":"_xlfn.IFS(R$21<1,0,R$21=\"\",\"\",Proforma!R$21>=1,INDEX(simulations[], MATCH($E$17 & $E$11 & R$21, simulations[System Spec] & simulations[Location] & simulations[Operating Year], 0), MATCH($C27, simulations[#Headers], 0)))","v":876000},{"$f":"_xlfn.IFS(S$21<1,0,S$21=\"\",\"\",Proforma!S$21>=1,INDEX(simulations[], MATCH($E$17 & $E$11 & S$21, simulations[System Spec] & simulations[Location] & simulations[Operating Year], 0), MATCH($C27, simulations[#Headers], 0)))","v":876000},{"$f":"_xlfn.IFS(T$21<1,0,T$21=\"\",\"\",Proforma!T$21>=1,INDEX(simulations[], MATCH($E$17 & $E$11 & T$21, simulations[System Spec] & simulations[Location] & simulations[Operating Year], 0), MATCH($C27, simulations[#Headers], 0)))","v":876000},{"$f":"_xlfn.IFS(U$21<1,0,U$21=\"\",\"\",Proforma!U$21>=1,INDEX(simulations[], MATCH($E$17 & $E$11 & U$21, simulations[System Spec] & simulations[Location] & simulations[Operating Year], 0), MATCH($C27, simulations[#Headers], 0)))","v":876000},{"$f":"_xlfn.IFS(V$21<1,0,V$21=\"\",\"\",Proforma!V$21>=1,INDEX(simulations[], MATCH($E$17 & $E$11 & V$21, simulations[System Spec] & simulations[Location] & simulations[Operating Year], 0), MATCH($C27, simulations[#Headers], 0)))","v":876000},{"$f":"_xlfn.IFS(W$21<1,0,W$21=\"\",\"\",Proforma!W$21>=1,INDEX(simulations[], MATCH($E$17 & $E$11 & W$21, simulations[System Spec] & simulations[Location] & simulations[Operating Year], 0), MATCH($C27, simulations[#Headers], 0)))","v":876000},{"$f":"_xlfn.IFS(X$21<1,0,X$21=\"\",\"\",Proforma!X$21>=1,INDEX(simulations[], MATCH($E$17 & $E$11 & X$21, simulations[System Spec] & simulations[Location] & simulations[Operating Year], 0), MATCH($C27, simulations[#Headers], 0)))","v":876000},{"$f":"_xlfn.IFS(Y$21<1,0,Y$21=\"\",\"\",Proforma!Y$21>=1,INDEX(simulations[], MATCH($E$17 & $E$11 & Y$21, simulations[System Spec] & simulations[Location] & simulations[Operating Year], 0), MATCH($C27, simulations[#Headers], 0)))","v":876000},{"$f":"_xlfn.IFS(Z$21<1,0,Z$21=\"\",\"\",Proforma!Z$21>=1,INDEX(simulations[], MATCH($E$17 & $E$11 & Z$21, simulations[System Spec] & simulations[Location] & simulations[Operating Year], 0), MATCH($C27, simulations[#Headers], 0)))","v":876000},{"$f":"_xlfn.IFS(AA$21<1,0,AA$21=\"\",\"\",Proforma!AA$21>=1,INDEX(simulations[], MATCH($E$17 & $E$11 & AA$21, simulations[System Spec] & simulations[Location] & simulations[Operating Year], 0), MATCH($C27, simulations[#Headers], 0)))","v":876000},{"$f":"_xlfn.IFS(AB$21<1,0,AB$21=\"\",\"\",Proforma!AB$21>=1,INDEX(simulations[], MATCH($E$17 & $E$11 & AB$21, simulations[System Spec] & simulations[Location] & simulations[Operating Year], 0), MATCH($C27, simulations[#Headers], 0)))","v":""},{"$f":"_xlfn.IFS(AC$21<1,0,AC$21=\"\",\"\",Proforma!AC$21>=1,INDEX(simulations[], MATCH($E$17 & $E$11 & AC$21, simulations[System Spec] & simulations[Location] & simulations[Operating Year], 0), MATCH($C27, simulations[#Headers], 0)))","v":""},{"$f":"_xlfn.IFS(AD$21<1,0,AD$21=\"\",\"\",Proforma!AD$21>=1,INDEX(simulations[], MATCH($E$17 & $E$11 & AD$21, simulations[System Spec] & simulations[Location] & simulations[Operating Year], 0), MATCH($C27, simulations[#Headers], 0)))","v":""},{"$f":"_xlfn.IFS(AE$21<1,0,AE$21=\"\",\"\",Proforma!AE$21>=1,INDEX(simulations[], MATCH($E$17 & $E$11 & AE$21, simulations[System Spec] & simulations[Location] & simulations[Operating Year], 0), MATCH($C27, simulations[#Headers], 0)))","v":""},{"$f":"_xlfn.IFS(AF$21<1,0,AF$21=\"\",\"\",Proforma!AF$21>=1,INDEX(simulations[], MATCH($E$17 & $E$11 & AF$21, simulations[System Spec] & simulations[Location] & simulations[Operating Year], 0), MATCH($C27, simulations[#Headers], 0)))","v":""}]
[null,null,"Generator Fuel Input (MMBtu)","(MMBtu)",168717599.99999982,{"$f":"_xlfn.IFS(F$21<1,0,F$21=\"\",\"\",Proforma!F$21>=1,INDEX(simulations[], MATCH($E$17 & $E$11 & F$21, simulations[System Spec] & simulations[Location] & simulations[Operating Year], 0), MATCH($C28, simulations[#Headers], 0))*IF($E$16=\"GT\",$I$11/$I$10,1))","v":0},{"$f":"_xlfn.IFS(G$21<1,0,G$21=\"\",\"\",Proforma!G$21>=1,INDEX(simulations[], MATCH($E$17 & $E$11 & G$21, simulations[System Spec] & simulations[Location] & simulations[Operating Year], 0), MATCH($C28, simulations[#Headers], 0))*IF($E$16=\"GT\",$I$11/$I$10,1))","v":0},{"$f":"_xlfn.IFS(H$21<1,0,H$21=\"\",\"\",Proforma!H$21>=1,INDEX(simulations[], MATCH($E$17 & $E$11 & H$21, simulations[System Spec] & simulations[Location] & simulations[Operating Year], 0), MATCH($C28, simulations[#Headers], 0))*IF($E$16=\"GT\",$I$11/$I$10,1))","v":8435879.9999999907},{"$f":"_xlfn.IFS(I$21<1,0,I$21=\"\",\"\",Proforma!I$21>=1,INDEX(simulations[], MATCH($E$17 & $E$11 & I$21, simulations[System Spec] & simulations[Location] & simulations[Operating Year], 0), MATCH($C28, simulations[#Headers], 0))*IF($E$16=\"GT\",$I$11/$I$10,1))","v":8435879.9999999907},{"$f":"_xlfn.IFS(J$21<1,0,J$21=\"\",\"\",Proforma!J$21>=1,INDEX(simulations[], MATCH($E$17 & $E$11 & J$21, simulations[System Spec] & simulations[Location] & simulations[Operating Year], 0), MATCH($C28, simulations[#Headers], 0))*IF($E$16=\"GT\",$I$11/$I$10,1))","v":8435879.9999999907},{"$f":"_xlfn.IFS(K$21<1,0,K$21=\"\",\"\",Proforma!K$21>=1,INDEX(simulations[], MATCH($E$17 & $E$11 & K$21, simulations[System Spec] & simulations[Location] & simulations[Operating Year], 0), MATCH($C28, simulations[#Headers], 0))*IF($E$16=\"GT\",$I$11/$I$10,1))","v":8435879.9999999907},{"$f":"_xlfn.IFS(L$21<1,0,L$21=\"\",\"\",Proforma!L$21>=1,INDEX(simulations[], MATCH($E$17 & $E$11 & L$21, simulations[System Spec] & simulations[Location] & simulations[Operating Year], 0), MATCH($C28, simulations[#Headers], 0))*IF($E$16=\"GT\",$I$11/$I$10,1))","v":8435879.9999999907},{"$f":"_xlfn.IFS(M$21<1,0,M$21=\"\",\"\",Proforma!M$21>=1,INDEX(simulations[], MATCH($E$17 & $E$11 & M$21, simulations[System Spec] & simulations[Location] & simulations[Operating Year], 0), MATCH($C28, simulations[#Headers], 0))*IF($E$16=\"GT\",$I$11/$I$10,1))","v":8435879.9999999907},{"$f":"_xlfn.IFS(N$21<1,0,N$21=\"\",\"\",Proforma!N$21>=1,INDEX(simulations[], MATCH($E$17 & $E$11 & N$21, simulations[System Spec] & simulations[Location] & simulations[Operating Year], 0), MATCH($C28, simulations[#Headers], 0))*IF($E$16=\"GT\",$I$11/$I$10,1))","v":8435879.9999999907},{"$f":"_xlfn.IFS(O$21<1,0,O$21=\"\",\"\",Proforma!O$21>=1,INDEX(simulations[], MATCH($E$17 & $E$11 & O$21, simulations[System Spec] & simulations[Location] & simulations[Operating Year], 0), MATCH($C28, simulations[#Headers], 0))*IF($E$16=\"GT\",$I$11/$I$10,1))","v":8435879.9999999907},{"$f":"_xlfn.IFS(P$21<1,0,P$21=\"\",\"\",Proforma!P$21>=1,INDEX(simulations[], MATCH($E$17 & $E$11 & P$21, simulations[System Spec] & simulations[Location] & simulations[Operating Year], 0), MATCH($C28, simulations[#Headers], 0))*IF($E$16=\"GT\",$I$11/$I$10,1))","v":8435879.9999999907},{"$f":"_xlfn.IFS(Q$21<1,0,Q$21=\"\",\"\",Proforma!Q$21>=1,INDEX(simulations[], MATCH($E$17 & $E$11 & Q$21, simulations[System Spec] & simulations[Location] & simulations[Operating Year], 0), MATCH($C28, simulations[#Headers], 0))*IF($E$16=\"GT\",$I$11/$I$10,1))","v":8435879.9999999907},{"$f":"_xlfn.IFS(R$21<1,0,R$21=\"\",\"\",Proforma!R$21>=1,INDEX(simulations[], MATCH($E$17 & $E$11 & R$21, simulations[System Spec] & simulations[Location] & simulations[Operating Year], 0), MATCH($C28, simulations[#Headers], 0))*IF($E$16=\"GT\",$I$11/$I$10,1))","v":8435879.9999999907},{"$f":"_xlfn.IFS(S$21<1,0,S$21=\"\",\"\",Proforma!S$21>=1,INDEX(simulations[], MATCH($E$17 & $E$11 & S$21, simulations[System Spec] & simulations[Location] & simulations[Operating Year], 0), MATCH($C28, simulations[#Headers], 0))*IF($E$16=\"GT\",$I$11/$I$10,1))","v":8435879.9999999907},{"$f":"_xlfn.IFS(T$21<1,0,T$21=\"\",\"\",Proforma!T$21>=1,INDEX(simulations[], MATCH($E$17 & $E$11 & T$21, simulations[System Spec] & simulations[Location] & simulations[Operating Year], 0), MATCH($C28, simulations[#Headers], 0))*IF($E$16=\"GT\",$I$11/$I$10,1))","v":8435879.9999999907},{"$f":"_xlfn.IFS(U$21<1,0,U$21=\"\",\"\",Proforma!U$21>=1,INDEX(simulations[], MATCH($E$17 & $E$11 & U$21, simulations[System Spec] & simulations[Location] & simulations[Operating Year], 0), MATCH($C28, simulations[#Headers], 0))*IF($E$16=\"GT\",$I$11/$I$10,1))","v":8435879.9999999907},{"$f":"_xlfn.IFS(V$21<1,0,V$21=\"\",\"\",Proforma!V$21>=1,INDEX(simulations[], MATCH($E$17 & $E$11 & V$21, simulations[System Spec] & simulations[Location] & simulations[Operating Year], 0), MATCH($C28, simulations[#Headers], 0))*IF($E$16=\"GT\",$I$11/$I$10,1))","v":8435879.9999999907},{"$f":"_xlfn.IFS(W$21<1,0,W$21=\"\",\"\",Proforma!W$21>=1,INDEX(simulations[], MATCH($E$17 & $E$11 & W$21, simulations[System Spec] & simulations[Location] & simulations[Operating Year], 0), MATCH($C28, simulations[#Headers], 0))*IF($E$16=\"GT\",$I$11/$I$10,1))","v":8435879.9999999907},{"$f":"_xlfn.IFS(X$21<1,0,X$21=\"\",\"\",Proforma!X$21>=1,INDEX(simulations[], MATCH($E$17 & $E$11 & X$21, simulations[System Spec] & simulations[Location] & simulations[Operating Year], 0), MATCH($C28, simulations[#Headers], 0))*IF($E$16=\"GT\",$I$11/$I$10,1))","v":8435879.9999999907},{"$f":"_xlfn.IFS(Y$21<1,0,Y$21=\"\",\"\",Proforma!Y$21>=1,INDEX(simulations[], MATCH($E$17 & $E$11 & Y$21, simulations[System Spec] & simulations[Location] & simulations[Operating Year], 0), MATCH($C28, simulations[#Headers], 0))*IF($E$16=\"GT\",$I$11/$I$10,1))","v":8435879.9999999907},{"$f":"_xlfn.IFS(Z$21<1,0,Z$21=\"\",\"\",Proforma!Z$21>=1,INDEX(simulations[], MATCH($E$17 & $E$11 & Z$21, simulations[System Spec] & simulations[Location] & simulations[Operating Year], 0), MATCH($C28, simulations[#Headers], 0))*IF($E$16=\"GT\",$I$11/$I$10,1))","v":8435879.9999999907},{"$f":"_xlfn.IFS(AA$21<1,0,AA$21=\"\",\"\",Proforma!AA$21>=1,INDEX(simulations[], MATCH($E$17 & $E$11 & AA$21, simulations[System Spec] & simulations[Location] & simulations[Operating Year], 0), MATCH($C28, simulations[#Headers], 0))*IF($E$16=\"GT\",$I$11/$I$10,1))","v":8435879.9999999907},{"$f":"_xlfn.IFS(AB$21<1,0,AB$21=\"\",\"\",Proforma!AB$21>=1,INDEX(simulations[], MATCH($E$17 & $E$11 & AB$21, simulations[System Spec] & simulations[Location] & simulations[Operating Year], 0), MATCH($C28, simulations[#Headers], 0))*IF($E$16=\"GT\",$I$11/$I$10,1))","v":""},{"$f":"_xlfn.IFS(AC$21<1,0,AC$21=\"\",\"\",Proforma!AC$21>=1,INDEX(simulations[], MATCH($E$17 & $E$11 & AC$21, simulations[System Spec] & simulations[Location] & simulations[Operating Year], 0), MATCH($C28, simulations[#Headers], 0))*IF($E$16=\"GT\",$I$11/$I$10,1))","v":""},{"$f":"_xlfn.IFS(AD$21<1,0,AD$21=\"\",\"\",Proforma!AD$21>=1,INDEX(simulations[], MATCH($E$17 & $E$11 & AD$21, simulations[System Spec] & simulations[Location] & simulations[Operating Year], 0), MATCH($C28, simulations[#Headers], 0))*IF($E$16=\"GT\",$I$11/$I$10,1))","v":""},{"$f":"_xlfn.IFS(AE$21<1,0,AE$21=\"\",\"\",Proforma!AE$21>=1,INDEX(simulations[], MATCH($E$17 & $E$11 & AE$21, simulations[System Spec] & simulations[Location] & simulations[Operating Year], 0), MATCH($C28, simulations[#Headers], 0))*IF($E$16=\"GT\",$I$11/$I$10,1))","v":""},{"$f":"_xlfn.IFS(AF$21<1,0,AF$21=\"\",\"\",Proforma!AF$21>=1,INDEX(simulations[], MATCH($E$17 & $E$11 & AF$21, simulations[System Spec] & simulations[Location] & simulations[Operating Year], 0), MATCH($C28, simulations[#Headers], 0))*IF($E$16=\"GT\",$I$11/$I$10,1))","v":""}]
[null,null,"Load Served (MWh)","(MWh)",17520000,{"$f":"_xlfn.IFS(F$21<1,0,F$21=\"\",\"\",Proforma!F$21>=1,INDEX(simulations[], MATCH($E$17 & $E$11 & F$21, simulations[System Spec] & simulations[Location] & simulations[Operating Year], 0), MATCH($C29, simulations[#Headers], 0)))","v":0},{"$f":"_xlfn.IFS(G$21<1,0,G$21=\"\",\"\",Proforma!G$21>=1,INDEX(simulations[], MATCH($E$17 & $E$11 & G$21, simulations[System Spec] & simulations[Location] & simulations[Operating Year], 0), MATCH($C29, simulations[#Headers], 0)))","v":0},{"$f":"_xlfn.IFS(H$21<1,0,H$21=\"\",\"\",Proforma!H$21>=1,INDEX(simulations[], MATCH($E$17 & $E$11 & H$21, simulations[System Spec] & simulations[Location] & simulations[Operating Year], 0), MATCH($C29, simulations[#Headers], 0)))","v":876000},{"$f":"_xlfn.IFS(I$21<1,0,I$21=\"\",\"\",Proforma!I$21>=1,INDEX(simulations[], MATCH($E$17 & $E$11 & I$21, simulations[System Spec] & simulations[Location] & simulations[Operating Year], 0), MATCH($C29, simulations[#Headers], 0)))","v":876000},{"$f":"_xlfn.IFS(J$21<1,0,J$21=\"\",\"\",Proforma!J$21>=1,INDEX(simulations[], MATCH($E$17 & $E$11 & J$21, simulations[System Spec] & simulations[Location] & simulations[Operating Year], 0), MATCH($C29, simulations[#Headers], 0)))","v":876000},{"$f":"_xlfn.IFS(K$21<1,0,K$21=\"\",\"\",Proforma!K$21>=1,INDEX(simulations[], MATCH($E$17 & $E$11 & K$21, simulations[System Spec] & simulations[Location] & simulations[Operating Year], 0), MATCH($C29, simulations[#Headers], 0)))","v":876000},{"$f":"_xlfn.IFS(L$21<1,0,L$21=\"\",\"\",Proforma!L$21>=1,INDEX(simulations[], MATCH($E$17 & $E$11 & L$21, simulations[System Spec] & simulations[Location] & simulations[Operating Year], 0), MATCH($C29, simulations[#Headers], 0)))","v":876000},{"$f":"_xlfn.IFS(M$21<1,0,M$21=\"\",\"\",Proforma!M$21>=1,INDEX(simulations[], MATCH($E$17 & $E$11 & M$21, simulations[System Spec] & simulations[Location] & simulations[Operating Year], 0), MATCH($C29, simulations[#Headers], 0)))","v":876000},{"$f":"_xlfn.IFS(N$21<1,0,N$21=\"\",\"\",Proforma!N$21>=1,INDEX(simulations[], MATCH($E$17 & $E$11 & N$21, simulations[System Spec] & simulations[Location] & simulations[Operating Year], 0), MATCH($C29, simulations[#Headers], 0)))","v":876000},{"$f":"_xlfn.IFS(O$21<1,0,O$21=\"\",\"\",Proforma!O$21>=1,INDEX(simulations[], MATCH($E$17 & $E$11 & O$21, simulations[System Spec] & simulations[Location] & simulations[Operating Year], 0), MATCH($C29, simulations[#Headers], 0)))","v":876000},{"$f":"_xlfn.IFS(P$21<1,0,P$21=\"\",\"\",Proforma!P$21>=1,INDEX(simulations[], MATCH($E$17 & $E$11 & P$21, simulations[System Spec] & simulations[Location] & simulations[Operating Year], 0), MATCH($C29, simulations[#Headers], 0)))","v":876000},{"$f":"_xlfn.IFS(Q$21<1,0,Q$21=\"\",\"\",Proforma!Q$21>=1,INDEX(simulations[], MATCH($E$17 & $E$11 & Q$21, simulations[System Spec] & simulations[Location] & simulations[Operating Year], 0), MATCH($C29, simulations[#Headers], 0)))","v":876000},{"$f":"_xlfn.IFS(R$21<1,0,R$21=\"\",\"\",Proforma!R$21>=1,INDEX(simulations[], MATCH($E$17 & $E$11 & R$21, simulations[System Spec] & simulations[Location] & simulations[Operating Year], 0), MATCH($C29, simulations[#Headers], 0)))","v":876000},{"$f":"_xlfn.IFS(S$21<1,0,S$21=\"\",\"\",Proforma!S$21>=1,INDEX(simulations[], MATCH($E$17 & $E$11 & S$21, simulations[System Spec] & simulations[Location] & simulations[Operating Year], 0), MATCH($C29, simulations[#Headers], 0)))","v":876000},{"$f":"_xlfn.IFS(T$21<1,0,T$21=\"\",\"\",Proforma!T$21>=1,INDEX(simulations[], MATCH($E$17 & $E$11 & T$21, simulations[System Spec] & simulations[Location] & simulations[Operating Year], 0), MATCH($C29, simulations[#Headers], 0)))","v":876000},{"$f":"_xlfn.IFS(U$21<1,0,U$21=\"\",\"\",Proforma!U$21>=1,INDEX(simulations[], MATCH($E$17 & $E$11 & U$21, simulations[System Spec] & simulations[Location] & simulations[Operating Year], 0), MATCH($C29, simulations[#Headers], 0)))","v":876000},{"$f":"_xlfn.IFS(V$21<1,0,V$21=\"\",\"\",Proforma!V$21>=1,INDEX(simulations[], MATCH($E$17 & $E$11 & V$21, simulations[System Spec] & simulations[Location] & simulations[Operating Year], 0), MATCH($C29, simulations[#Headers], 0)))","v":876000},{"$f":"_xlfn.IFS(W$21<1,0,W$21=\"\",\"\",Proforma!W$21>=1,INDEX(simulations[], MATCH($E$17 & $E$11 & W$21, simulations[System Spec] & simulations[Location] & simulations[Operating Year], 0), MATCH($C29, simulations[#Headers], 0)))","v":876000},{"$f":"_xlfn.IFS(X$21<1,0,X$21=\"\",\"\",Proforma!X$21>=1,INDEX(simulations[], MATCH($E$17 & $E$11 & X$21, simulations[System Spec] & simulations[Location] & simulations[Operating Year], 0), MATCH($C29, simulations[#Headers], 0)))","v":876000},{"$f":"_xlfn.IFS(Y$21<1,0,Y$21=\"\",\"\",Proforma!Y$21>=1,INDEX(simulations[], MATCH($E$17 & $E$11 & Y$21, simulations[System Spec] & simulations[Location] & simulations[Operating Year], 0), MATCH($C29, simulations[#Headers], 0)))","v":876000},{"$f":"_xlfn.IFS(Z$21<1,0,Z$21=\"\",\"\",Proforma!Z$21>=1,INDEX(simulations[], MATCH($E$17 & $E$11 & Z$21, simulations[System Spec] & simulations[Location] & simulations[Operating Year], 0), MATCH($C29, simulations[#Headers], 0)))","v":876000},{"$f":"_xlfn.IFS(AA$21<1,0,AA$21=\"\",\"\",Proforma!AA$21>=1,INDEX(simulations[], MATCH($E$17 & $E$11 & AA$21, simulations[System Spec] & simulations[Location] & simulations[Operating Year], 0), MATCH($C29, simulations[#Headers], 0)))","v":876000},{"$f":"_xlfn.IFS(AB$21<1,0,AB$21=\"\",\"\",Proforma!AB$21>=1,INDEX(simulations[], MATCH($E$17 & $E$11 & AB$21, simulations[System Spec] & simulations[Location] & simulations[Operating Year], 0), MATCH($C29, simulations[#Headers], 0)))","v":""},{"$f":"_xlfn.IFS(AC$21<1,0,AC$21=\"\",\"\",Proforma!AC$21>=1,INDEX(simulations[], MATCH($E$17 & $E$11 & AC$21, simulations[System Spec] & simulations[Location] & simulations[Operating Year], 0), MATCH($C29, simulations[#Headers], 0)))","v":""},{"$f":"_xlfn.IFS(AD$21<1,0,AD$21=\"\",\"\",Proforma!AD$21>=1,INDEX(simulations[], MATCH($E$17 & $E$11 & AD$21, simulations[System Spec] & simulations[Location] & simulations[Operating Year], 0), MATCH($C29, simulations[#Headers], 0)))","v":""},{"$f":"_xlfn.IFS(AE$21<1,0,AE$21=\"\",\"\",Proforma!AE$21>=1,INDEX(simulations[], MATCH($E$17 & $E$11 & AE$21, simulations[System Spec] & simulations[Location] & simulations[Operating Year], 0), MATCH($C29, simulations[#Headers], 0)))","v":""},{"$f":"_xlfn.IFS(AF$21<1,0,AF$21=\"\",\"\",Proforma!AF$21>=1,INDEX(simulations[], MATCH($E$17 & $E$11 & AF$21, simulations[System Spec] & simulations[Location] & simulations[Operating Year], 0), MATCH($C29, simulations[#Headers], 0)))","v":""}]
[]
[null,null,"Fuel Cost","($/MMBtu)",null,{"$f":"_xlfn.IFS(F21<1,0,F21=\"\",\"\",Proforma!F21>=1,-'Inputs & Outputs'!$E$22*(1+'Inputs & Outputs'!$E$23)^(Proforma!F21-1))","v":0},{"$f":"_xlfn.IFS(G21<1,0,G21=\"\",\"\",Proforma!G21>=1,-'Inputs & Outputs'!$E$22*(1+'Inputs & Outputs'!$E$23)^(Proforma!G21-1))","v":0},{"$f":"_xlfn.IFS(H21<1,0,H21=\"\",\"\",Proforma!H21>=1,-'Inputs & Outputs'!$E$22*(1+'Inputs & Outputs'!$E$23)^(Proforma!H21-1))","v":-5},{"$f":"_xlfn.IFS(I21<1,0,I21=\"\",\"\",Proforma!I21>=1,-'Inputs & Outputs'!$E$22*(1+'Inputs & Outputs'!$E$23)^(Proforma!I21-1))","v":-5.15},{"$f":"_xlfn.IFS(J21<1,0,J21=\"\",\"\",Proforma!J21>=1,-'Inputs & Outputs'!$E$22*(1+'Inputs & Outputs'!$E$23)^(Proforma!J21-1))","v":-5.3045},{"$f":"_xlfn.IFS(K21<1,0,K21=\"\",\"\",Proforma!K21>=1,-'Inputs & Outputs'!$E$22*(1+'Inputs & Outputs'!$E$23)^(Proforma!K21-1))","v":-5.463635},{"$f":"_xlfn.IFS(L21<1,0,L21=\"\",\"\",Proforma!L21>=1,-'Inputs & Outputs'!$E$22*(1+'Inputs & Outputs'!$E$23)^(Proforma!L21-1))","v":-5.6275440499999991},{"$f":"_xlfn.IFS(M21<1,0,M21=\"\",\"\",Proforma!M21>=1,-'Inputs & Outputs'!$E$22*(1+'Inputs & Outputs'!$E$23)^(Proforma!M21-1))","v":-5.7963703714999992},{"$f":"_xlfn.IFS(N21<1,0,N21=\"\",\"\",Proforma!N21>=1,-'Inputs & Outputs'!$E$22*(1+'Inputs & Outputs'!$E$23)^(Proforma!N21-1))","v":-5.9702614826449993},{"$f":"_xlfn.IFS(O21<1,0,O21=\"\",\"\",Proforma!O21>=1,-'Inputs & Outputs'!$E$22*(1+'Inputs & Outputs'!$E$23)^(Proforma!O21-1))","v":-6.1493693271243499},{"$f":"_xlfn.IFS(P21<1,0,P21=\"\",\"\",Proforma!P21>=1,-'Inputs & Outputs'!$E$22*(1+'Inputs & Outputs'!$E$23)^(Proforma!P21-1))","v":-6.3338504069380797},{"$f":"_xlfn.IFS(Q21<1,0,Q21=\"\",\"\",Proforma!Q21>=1,-'Inputs & Outputs'!$E$22*(1+'Inputs & Outputs'!$E$23)^(Proforma!Q21-1))","v":-6.523865919146222},{"$f":"_xlfn.IFS(R21<1,0,R21=\"\",\"\",Proforma!R21>=1,-'Inputs & Outputs'!$E$22*(1+'Inputs & Outputs'!$E$23)^(Proforma!R21-1))","v":-6.7195818967206087},{"$f":"_xlfn.IFS(S21<1,0,S21=\"\",\"\",Proforma!S21>=1,-'Inputs & Outputs'!$E$22*(1+'Inputs & Outputs'!$E$23)^(Proforma!S21-1))","v":-6.9211693536222274},{"$f":"_xlfn.IFS(T21<1,0,T21=\"\",\"\",Proforma!T21>=1,-'Inputs & Outputs'!$E$22*(1+'Inputs & Outputs'!$E$23)^(Proforma!T21-1))","v":-7.1288044342308936},{"$f":"_xlfn.IFS(U21<1,0,U21=\"\",\"\",Proforma!U21>=1,-'Inputs & Outputs'!$E$22*(1+'Inputs & Outputs'!$E$23)^(Proforma!U21-1))","v":-7.3426685672578191},{"$f":"_xlfn.IFS(V21<1,0,V21=\"\",\"\",Proforma!V21>=1,-'Inputs & Outputs'!$E$22*(1+'Inputs & Outputs'!$E$23)^(Proforma!V21-1))","v":-7.5629486242755553},{"$f":"_xlfn.IFS(W21<1,0,W21=\"\",\"\",Proforma!W21>=1,-'Inputs & Outputs'!$E$22*(1+'Inputs & Outputs'!$E$23)^(Proforma!W21-1))","v":-7.7898370830038219},{"$f":"_xlfn.IFS(X21<1,0,X21=\"\",\"\",Proforma!X21>=1,-'Inputs & Outputs'!$E$22*(1+'Inputs & Outputs'!$E$23)^(Proforma!X21-1))","v":-8.0235321954939351},{"$f":"_xlfn.IFS(Y21<1,0,Y21=\"\",\"\",Proforma!Y21>=1,-'Inputs & Outputs'!$E$22*(1+'Inputs & Outputs'!$E$23)^(Proforma!Y21-1))","v":-8.2642381613587528},{"$f":"_xlfn.IFS(Z21<1,0,Z21=\"\",\"\",Proforma!Z21>=1,-'Inputs & Outputs'!$E$22*(1+'Inputs & Outputs'!$E$23)^(Proforma!Z21-1))","v":-8.5121653061995168},{"$f":"_xlfn.IFS(AA21<1,0,AA21=\"\",\"\",Proforma!AA21>=1,-'Inputs & Outputs'!$E$22*(1+'Inputs & Outputs'!$E$23)^(Proforma!AA21-1))","v":-8.767530265385501},{"$f":"_xlfn.IFS(AB21<1,0,AB21=\"\",\"\",Proforma!AB21>=1,-'Inputs & Outputs'!$E$22*(1+'Inputs & Outputs'!$E$23)^(Proforma!AB21-1))","v":""},{"$f":"_xlfn.IFS(AC21<1,0,AC21=\"\",\"\",Proforma!AC21>=1,-'Inputs & Outputs'!$E$22*(1+'Inputs & Outputs'!$E$23)^(Proforma!AC21-1))","v":""},{"$f":"_xlfn.IFS(AD21<1,0,AD21=\"\",\"\",Proforma!AD21>=1,-'Inputs & Outputs'!$E$22*(1+'Inputs & Outputs'!$E$23)^(Proforma!AD21-1))","v":""},{"$f":"_xlfn.IFS(AE21<1,0,AE21=\"\",\"\",Proforma!AE21>=1,-'Inputs & Outputs'!$E$22*(1+'Inputs & Outputs'!$E$23)^(Proforma!AE21-1))","v":""},{"$f":"_xlfn.IFS(AF21<1,0,AF21=\"\",\"\",Proforma!AF21>=1,-'Inputs & Outputs'!$E$22*(1+'Inputs & Outputs'!$E$23)^(Proforma!AF21-1))","v":""}]
[null,null,"Solar Fixed O&M Coist","($/kW)",null,{"$f":"_xlfn.IFS(F21<1,0,F21=\"\",\"\",Proforma!F21>=1,-Costs!$E$51*(1+'Inputs & Outputs'!$E$21)^(Proforma!F21-1))","v":0},{"$f":"_xlfn.IFS(G21<1,0,G21=\"\",\"\",Proforma!G21>=1,-Costs!$E$51*(1+'Inputs & Outputs'!$E$21)^(Proforma!G21-1))","v":0},{"$f":"_xlfn.IFS(H21<1,0,H21=\"\",\"\",Proforma!H21>=1,-Costs!$E$51*(1+'Inputs & Outputs'!$E$21)^(Proforma!H21-1))","v":-11},{"$f":"_xlfn.IFS(I21<1,0,I21=\"\",\"\",Proforma!I21>=1,-Costs!$E$51*(1+'Inputs & Outputs'!$E$21)^(Proforma!I21-1))","v":-11.274999999999999},{"$f":"_xlfn.IFS(J21<1,0,J21=\"\",\"\",Proforma!J21>=1,-Costs!$E$51*(1+'Inputs & Outputs'!$E$21)^(Proforma!J21-1))","v":-11.556875},{"$f":"_xlfn.IFS(K21<1,0,K21=\"\",\"\",Proforma!K21>=1,-Costs!$E$51*(1+'Inputs & Outputs'!$E$21)^(Proforma!K21-1))","v":-11.845796874999998},{"$f":"_xlfn.IFS(L21<1,0,L21=\"\",\"\",Proforma!L21>=1,-Costs!$E$51*(1+'Inputs & Outputs'!$E$21)^(Proforma!L21-1))","v":-12.141941796874997},{"$f":"_xlfn.IFS(M21<1,0,M21=\"\",\"\",Proforma!M21>=1,-Costs!$E$51*(1+'Inputs & Outputs'!$E$21)^(Proforma!M21-1))","v":-12.445490341796871},{"$f":"_xlfn.IFS(N21<1,0,N21=\"\",\"\",Proforma!N21>=1,-Costs!$E$51*(1+'Inputs & Outputs'!$E$21)^(Proforma!N21-1))","v":-12.756627600341792},{"$f":"_xlfn.IFS(O21<1,0,O21=\"\",\"\",Proforma!O21>=1,-Costs!$E$51*(1+'Inputs & Outputs'!$E$21)^(Proforma!O21-1))","v":-13.075543290350337},{"$f":"_xlfn.IFS(P21<1,0,P21=\"\",\"\",Proforma!P21>=1,-Costs!$E$51*(1+'Inputs & Outputs'!$E$21)^(Proforma!P21-1))","v":-13.402431872609094},{"$f":"_xlfn.IFS(Q21<1,0,Q21=\"\",\"\",Proforma!Q21>=1,-Costs!$E$51*(1+'Inputs & Outputs'!$E$21)^(Proforma!Q21-1))","v":-13.73749266942432},{"$f":"_xlfn.IFS(R21<1,0,R21=\"\",\"\",Proforma!R21>=1,-Costs!$E$51*(1+'Inputs & Outputs'!$E$21)^(Proforma!R21-1))","v":-14.080929986159928},{"$f":"_xlfn.IFS(S21<1,0,S21=\"\",\"\",Proforma!S21>=1,-Costs!$E$51*(1+'Inputs & Outputs'!$E$21)^(Proforma!S21-1))","v":-14.432953235813926},{"$f":"_xlfn.IFS(T21<1,0,T21=\"\",\"\",Proforma!T21>=1,-Costs!$E$51*(1+'Inputs & Outputs'!$E$21)^(Proforma!T21-1))","v":-14.793777066709273},{"$f":"_xlfn.IFS(U21<1,0,U21=\"\",\"\",Proforma!U21>=1,-Costs!$E$51*(1+'Inputs & Outputs'!$E$21)^(Proforma!U21-1))","v":-15.163621493377004},{"$f":"_xlfn.IFS(V21<1,0,V21=\"\",\"\",Proforma!V21>=1,-Costs!$E$51*(1+'Inputs & Outputs'!$E$21)^(Proforma!V21-1))","v":-15.542712030711428},{"$f":"_xlfn.IFS(W21<1,0,W21=\"\",\"\",Proforma!W21>=1,-Costs!$E$51*(1+'Inputs & Outputs'!$E$21)^(Proforma!W21-1))","v":-15.931279831479216},{"$f":"_xlfn.IFS(X21<1,0,X21=\"\",\"\",Proforma!X21>=1,-Costs!$E$51*(1+'Inputs & Outputs'!$E$21)^(Proforma!X21-1))","v":-16.329561827266193},{"$f":"_xlfn.IFS(Y21<1,0,Y21=\"\",\"\",Proforma!Y21>=1,-Costs!$E$51*(1+'Inputs & Outputs'!$E$21)^(Proforma!Y21-1))","v":-16.737800872947847},{"$f":"_xlfn.IFS(Z21<1,0,Z21=\"\",\"\",Proforma!Z21>=1,-Costs!$E$51*(1+'Inputs & Outputs'!$E$21)^(Proforma!Z21-1))","v":-17.156245894771544},{"$f":"_xlfn.IFS(AA21<1,0,AA21=\"\",\"\",Proforma!AA21>=1,-Costs!$E$51*(1+'Inputs & Outputs'!$E$21)^(Proforma!AA21-1))","v":-17.585152042140834},{"$f":"_xlfn.IFS(AB21<1,0,AB21=\"\",\"\",Proforma!AB21>=1,-Costs!$E$51*(1+'Inputs & Outputs'!$E$21)^(Proforma!AB21-1))","v":""},{"$f":"_xlfn.IFS(AC21<1,0,AC21=\"\",\"\",Proforma!AC21>=1,-Costs!$E$51*(1+'Inputs & Outputs'!$E$21)^(Proforma!AC21-1))","v":""},{"$f":"_xlfn.IFS(AD21<1,0,AD21=\"\",\"\",Proforma!AD21>=1,-Costs!$E$51*(1+'Inputs & Outputs'!$E$21)^(Proforma!AD21-1))","v":""},{"$f":"_xlfn.IFS(AE21<1,0,AE21=\"\",\"\",Proforma!AE21>=1,-Costs!$E$51*(1+'Inputs & Outputs'!$E$21)^(Proforma!AE21-1))","v":""},{"$f":"_xlfn.IFS(AF21<1,0,AF21=\"\",\"\",Proforma!AF21>=1,-Costs!$E$51*(1+'Inputs & Outputs'!$E$21)^(Proforma!AF21-1))","v":""}]
[null,null,"Battery Fixed O&M Cost","($/kW)",null,{"$f":"_xlfn.IFS(F21<1,0,F21=\"\",\"\",Proforma!F21>=1,-Costs!$E$52*(1+'Inputs & Outputs'!$E$21)^(Proforma!F21-1))","v":0},{"$f":"_xlfn.IFS(G21<1,0,G21=\"\",\"\",Proforma!G21>=1,-Costs!$E$52*(1+'Inputs & Outputs'!$E$21)^(Proforma!G21-1))","v":0},{"$f":"_xlfn.IFS(H21<1,0,H21=\"\",\"\",Proforma!H21>=1,-Costs!$E$52*(1+'Inputs & Outputs'!$E$21)^(Proforma!H21-1))","v":-2.5},{"$f":"_xlfn.IFS(I21<1,0,I21=\"\",\"\",Proforma!I21>=1,-Costs!$E$52*(1+'Inputs & Outputs'!$E$21)^(Proforma!I21-1))","v":-2.5625},{"$f":"_xlfn.IFS(J21<1,0,J21=\"\",\"\",Proforma!J21>=1,-Costs!$E$52*(1+'Inputs & Outputs'!$E$21)^(Proforma!J21-1))","v":-2.6265624999999999},{"$f":"_xlfn.IFS(K21<1,0,K21=\"\",\"\",Proforma!K21>=1,-Costs!$E$52*(1+'Inputs & Outputs'!$E$21)^(Proforma!K21-1))","v":-2.6922265624999997},{"$f":"_xlfn.IFS(L21<1,0,L21=\"\",\"\",Proforma!L21>=1,-Costs!$E$52*(1+'Inputs & Outputs'!$E$21)^(Proforma!L21-1))","v":-2.7595322265624995},{"$f":"_xlfn.IFS(M21<1,0,M21=\"\",\"\",Proforma!M21>=1,-Costs!$E$52*(1+'Inputs & Outputs'!$E$21)^(Proforma!M21-1))","v":-2.8285205322265616},{"$f":"_xlfn.IFS(N21<1,0,N21=\"\",\"\",Proforma!N21>=1,-Costs!$E$52*(1+'Inputs & Outputs'!$E$21)^(Proforma!N21-1))","v":-2.8992335455322253},{"$f":"_xlfn.IFS(O21<1,0,O21=\"\",\"\",Proforma!O21>=1,-Costs!$E$52*(1+'Inputs & Outputs'!$E$21)^(Proforma!O21-1))","v":-2.9717143841705314},{"$f":"_xlfn.IFS(P21<1,0,P21=\"\",\"\",Proforma!P21>=1,-Costs!$E$52*(1+'Inputs & Outputs'!$E$21)^(Proforma!P21-1))","v":-3.0460072437747945},{"$f":"_xlfn.IFS(Q21<1,0,Q21=\"\",\"\",Proforma!Q21>=1,-Costs!$E$52*(1+'Inputs & Outputs'!$E$21)^(Proforma!Q21-1))","v":-3.1221574248691635},{"$f":"_xlfn.IFS(R21<1,0,R21=\"\",\"\",Proforma!R21>=1,-Costs!$E$52*(1+'Inputs & Outputs'!$E$21)^(Proforma!R21-1))","v":-3.2002113604908926},{"$f":"_xlfn.IFS(S21<1,0,S21=\"\",\"\",Proforma!S21>=1,-Costs!$E$52*(1+'Inputs & Outputs'!$E$21)^(Proforma!S21-1))","v":-3.2802166445031649},{"$f":"_xlfn.IFS(T21<1,0,T21=\"\",\"\",Proforma!T21>=1,-Costs!$E$52*(1+'Inputs & Outputs'!$E$21)^(Proforma!T21-1))","v":-3.3622220606157436},{"$f":"_xlfn.IFS(U21<1,0,U21=\"\",\"\",Proforma!U21>=1,-Costs!$E$52*(1+'Inputs & Outputs'!$E$21)^(Proforma!U21-1))","v":-3.4462776121311371},{"$f":"_xlfn.IFS(V21<1,0,V21=\"\",\"\",Proforma!V21>=1,-Costs!$E$52*(1+'Inputs & Outputs'!$E$21)^(Proforma!V21-1))","v":-3.5324345524344154},{"$f":"_xlfn.IFS(W21<1,0,W21=\"\",\"\",Proforma!W21>=1,-Costs!$E$52*(1+'Inputs & Outputs'!$E$21)^(Proforma!W21-1))","v":-3.6207454162452763},{"$f":"_xlfn.IFS(X21<1,0,X21=\"\",\"\",Proforma!X21>=1,-Costs!$E$52*(1+'Inputs & Outputs'!$E$21)^(Proforma!X21-1))","v":-3.7112640516514079},{"$f":"_xlfn.IFS(Y21<1,0,Y21=\"\",\"\",Proforma!Y21>=1,-Costs!$E$52*(1+'Inputs & Outputs'!$E$21)^(Proforma!Y21-1))","v":-3.8040456529426923},{"$f":"_xlfn.IFS(Z21<1,0,Z21=\"\",\"\",Proforma!Z21>=1,-Costs!$E$52*(1+'Inputs & Outputs'!$E$21)^(Proforma!Z21-1))","v":-3.8991467942662599},{"$f":"_xlfn.IFS(AA21<1,0,AA21=\"\",\"\",Proforma!AA21>=1,-Costs!$E$52*(1+'Inputs & Outputs'!$E$21)^(Proforma!AA21-1))","v":-3.9966254641229164},{"$f":"_xlfn.IFS(AB21<1,0,AB21=\"\",\"\",Proforma!AB21>=1,-Costs!$E$52*(1+'Inputs & Outputs'!$E$21)^(Proforma!AB21-1))","v":""},{"$f":"_xlfn.IFS(AC21<1,0,AC21=\"\",\"\",Proforma!AC21>=1,-Costs!$E$52*(1+'Inputs & Outputs'!$E$21)^(Proforma!AC21-1))","v":""},{"$f":"_xlfn.IFS(AD21<1,0,AD21=\"\",\"\",Proforma!AD21>=1,-Costs!$E$52*(1+'Inputs & Outputs'!$E$21)^(Proforma!AD21-1))","v":""},{"$f":"_xlfn.IFS(AE21<1,0,AE21=\"\",\"\",Proforma!AE21>=1,-Costs!$E$52*(1+'Inputs & Outputs'!$E$21)^(Proforma!AE21-1))","v":""},{"$f":"_xlfn.IFS(AF21<1,0,AF21=\"\",\"\",Proforma!AF21>=1,-Costs!$E$52*(1+'Inputs & Outputs'!$E$21)^(Proforma!AF21-1))","v":""}]
[null,null,"Generator Fixed O&M Cost","($/kW)",null,{"$f":"_xlfn.IFS(F21<1,0,F21=\"\",\"\",Proforma!F21>=1,_xlfn.IFS($E$16=\"GEN\",-Costs!$E$53,$E$16=\"GT\",-Costs!$E$54)*(1+'Inputs & Outputs'!$E$21)^(Proforma!F21-1))","v":0},{"$f":"_xlfn.IFS(G21<1,0,G21=\"\",\"\",Proforma!G21>=1,_xlfn.IFS($E$16=\"GEN\",-Costs!$E$53,$E$16=\"GT\",-Costs!$E$54)*(1+'Inputs & Outputs'!$E$21)^(Proforma!G21-1))","v":0},{"$f":"_xlfn.IFS(H21<1,0,H21=\"\",\"\",Proforma!H21>=1,_xlfn.IFS($E$16=\"GEN\",-Costs!$E$53,$E$16=\"GT\",-Costs!$E$54)*(1+'Inputs & Outputs'!$E$21)^(Proforma!H21-1))","v":-15},{"$f":"_xlfn.IFS(I21<1,0,I21=\"\",\"\",Proforma!I21>=1,_xlfn.IFS($E$16=\"GEN\",-Costs!$E$53,$E$16=\"GT\",-Costs!$E$54)*(1+'Inputs & Outputs'!$E$21)^(Proforma!I21-1))","v":-15.374999999999998},{"$f":"_xlfn.IFS(J21<1,0,J21=\"\",\"\",Proforma!J21>=1,_xlfn.IFS($E$16=\"GEN\",-Costs!$E$53,$E$16=\"GT\",-Costs!$E$54)*(1+'Inputs & Outputs'!$E$21)^(Proforma!J21-1))","v":-15.759374999999999},{"$f":"_xlfn.IFS(K21<1,0,K21=\"\",\"\",Proforma!K21>=1,_xlfn.IFS($E$16=\"GEN\",-Costs!$E$53,$E$16=\"GT\",-Costs!$E$54)*(1+'Inputs & Outputs'!$E$21)^(Proforma!K21-1))","v":-16.153359374999997},{"$f":"_xlfn.IFS(L21<1,0,L21=\"\",\"\",Proforma!L21>=1,_xlfn.IFS($E$16=\"GEN\",-Costs!$E$53,$E$16=\"GT\",-Costs!$E$54)*(1+'Inputs & Outputs'!$E$21)^(Proforma!L21-1))","v":-16.557193359374995},{"$f":"_xlfn.IFS(M21<1,0,M21=\"\",\"\",Proforma!M21>=1,_xlfn.IFS($E$16=\"GEN\",-Costs!$E$53,$E$16=\"GT\",-Costs!$E$54)*(1+'Inputs & Outputs'!$E$21)^(Proforma!M21-1))","v":-16.971123193359368},{"$f":"_xlfn.IFS(N21<1,0,N21=\"\",\"\",Proforma!N21>=1,_xlfn.IFS($E$16=\"GEN\",-Costs!$E$53,$E$16=\"GT\",-Costs!$E$54)*(1+'Inputs & Outputs'!$E$21)^(Proforma!N21-1))","v":-17.395401273193354},{"$f":"_xlfn.IFS(O21<1,0,O21=\"\",\"\",Proforma!O21>=1,_xlfn.IFS($E$16=\"GEN\",-Costs!$E$53,$E$16=\"GT\",-Costs!$E$54)*(1+'Inputs & Outputs'!$E$21)^(Proforma!O21-1))","v":-17.830286305023186},{"$f":"_xlfn.IFS(P21<1,0,P21=\"\",\"\",Proforma!P21>=1,_xlfn.IFS($E$16=\"GEN\",-Costs!$E$53,$E$16=\"GT\",-Costs!$E$54)*(1+'Inputs & Outputs'!$E$21)^(Proforma!P21-1))","v":-18.276043462648765},{"$f":"_xlfn.IFS(Q21<1,0,Q21=\"\",\"\",Proforma!Q21>=1,_xlfn.IFS($E$16=\"GEN\",-Costs!$E$53,$E$16=\"GT\",-Costs!$E$54)*(1+'Inputs & Outputs'!$E$21)^(Proforma!Q21-1))","v":-18.732944549214981},{"$f":"_xlfn.IFS(R21<1,0,R21=\"\",\"\",Proforma!R21>=1,_xlfn.IFS($E$16=\"GEN\",-Costs!$E$53,$E$16=\"GT\",-Costs!$E$54)*(1+'Inputs & Outputs'!$E$21)^(Proforma!R21-1))","v":-19.201268162945357},{"$f":"_xlfn.IFS(S21<1,0,S21=\"\",\"\",Proforma!S21>=1,_xlfn.IFS($E$16=\"GEN\",-Costs!$E$53,$E$16=\"GT\",-Costs!$E$54)*(1+'Inputs & Outputs'!$E$21)^(Proforma!S21-1))","v":-19.681299867018989},{"$f":"_xlfn.IFS(T21<1,0,T21=\"\",\"\",Proforma!T21>=1,_xlfn.IFS($E$16=\"GEN\",-Costs!$E$53,$E$16=\"GT\",-Costs!$E$54)*(1+'Inputs & Outputs'!$E$21)^(Proforma!T21-1))","v":-20.173332363694463},{"$f":"_xlfn.IFS(U21<1,0,U21=\"\",\"\",Proforma!U21>=1,_xlfn.IFS($E$16=\"GEN\",-Costs!$E$53,$E$16=\"GT\",-Costs!$E$54)*(1+'Inputs & Outputs'!$E$21)^(Proforma!U21-1))","v":-20.677665672786823},{"$f":"_xlfn.IFS(V21<1,0,V21=\"\",\"\",Proforma!V21>=1,_xlfn.IFS($E$16=\"GEN\",-Costs!$E$53,$E$16=\"GT\",-Costs!$E$54)*(1+'Inputs & Outputs'!$E$21)^(Proforma!V21-1))","v":-21.194607314606493},{"$f":"_xlfn.IFS(W21<1,0,W21=\"\",\"\",Proforma!W21>=1,_xlfn.IFS($E$16=\"GEN\",-Costs!$E$53,$E$16=\"GT\",-Costs!$E$54)*(1+'Inputs & Outputs'!$E$21)^(Proforma!W21-1))","v":-21.724472497471659},{"$f":"_xlfn.IFS(X21<1,0,X21=\"\",\"\",Proforma!X21>=1,_xlfn.IFS($E$16=\"GEN\",-Costs!$E$53,$E$16=\"GT\",-Costs!$E$54)*(1+'Inputs & Outputs'!$E$21)^(Proforma!X21-1))","v":-22.267584309908447},{"$f":"_xlfn.IFS(Y21<1,0,Y21=\"\",\"\",Proforma!Y21>=1,_xlfn.IFS($E$16=\"GEN\",-Costs!$E$53,$E$16=\"GT\",-Costs!$E$54)*(1+'Inputs & Outputs'!$E$21)^(Proforma!Y21-1))","v":-22.824273917656154},{"$f":"_xlfn.IFS(Z21<1,0,Z21=\"\",\"\",Proforma!Z21>=1,_xlfn.IFS($E$16=\"GEN\",-Costs!$E$53,$E$16=\"GT\",-Costs!$E$54)*(1+'Inputs & Outputs'!$E$21)^(Proforma!Z21-1))","v":-23.394880765597559},{"$f":"_xlfn.IFS(AA21<1,0,AA21=\"\",\"\",Proforma!AA21>=1,_xlfn.IFS($E$16=\"GEN\",-Costs!$E$53,$E$16=\"GT\",-Costs!$E$54)*(1+'Inputs & Outputs'!$E$21)^(Proforma!AA21-1))","v":-23.979752784737499},{"$f":"_xlfn.IFS(AB21<1,0,AB21=\"\",\"\",Proforma!AB21>=1,_xlfn.IFS($E$16=\"GEN\",-Costs!$E$53,$E$16=\"GT\",-Costs!$E$54)*(1+'Inputs & Outputs'!$E$21)^(Proforma!AB21-1))","v":""},{"$f":"_xlfn.IFS(AC21<1,0,AC21=\"\",\"\",Proforma!AC21>=1,_xlfn.IFS($E$16=\"GEN\",-Costs!$E$53,$E$16=\"GT\",-Costs!$E$54)*(1+'Inputs & Outputs'!$E$21)^(Proforma!AC21-1))","v":""},{"$f":"_xlfn.IFS(AD21<1,0,AD21=\"\",\"\",Proforma!AD21>=1,_xlfn.IFS($E$16=\"GEN\",-Costs!$E$53,$E$16=\"GT\",-Costs!$E$54)*(1+'Inputs & Outputs'!$E$21)^(Proforma!AD21-1))","v":""},{"$f":"_xlfn.IFS(AE21<1,0,AE21=\"\",\"\",Proforma!AE21>=1,_xlfn.IFS($E$16=\"GEN\",-Costs!$E$53,$E$16=\"GT\",-Costs!$E$54)*(1+'Inputs & Outputs'!$E$21)^(Proforma!AE21-1))","v":""},{"$f":"_xlfn.IFS(AF21<1,0,AF21=\"\",\"\",Proforma!AF21>=1,_xlfn.IFS($E$16=\"GEN\",-Costs!$E$53,$E$16=\"GT\",-Costs!$E$54)*(1+'Inputs & Outputs'!$E$21)^(Proforma!AF21-1))","v":""}]
[null,null,"Generator Variable O&M Cost","($/kWh)",null,{"$f":"_xlfn.IFS(F21<1,0,F21=\"\",\"\",Proforma!F21>=1,_xlfn.IFS($E$16=\"GEN\",-Costs!$F$53,$E$16=\"GT\",-Costs!$F$54)*(1+'Inputs & Outputs'!$E$21)^(Proforma!F21-1))","v":0},{"$f":"_xlfn.IFS(G21<1,0,G21=\"\",\"\",Proforma!G21>=1,_xlfn.IFS($E$16=\"GEN\",-Costs!$F$53,$E$16=\"GT\",-Costs!$F$54)*(1+'Inputs & Outputs'!$E$21)^(Proforma!G21-1))","v":0},{"$f":"_xlfn.IFS(H21<1,0,H21=\"\",\"\",Proforma!H21>=1,_xlfn.IFS($E$16=\"GEN\",-Costs!$F$53,$E$16=\"GT\",-Costs!$F$54)*(1+'Inputs & Outputs'!$E$21)^(Proforma!H21-1))","v":-5.0000000000000001E-3},{"$f":"_xlfn.IFS(I21<1,0,I21=\"\",\"\",Proforma!I21>=1,_xlfn.IFS($E$16=\"GEN\",-Costs!$F$53,$E$16=\"GT\",-Costs!$F$54)*(1+'Inputs & Outputs'!$E$21)^(Proforma!I21-1))","v":-5.1249999999999993E-3},{"$f":"_xlfn.IFS(J21<1,0,J21=\"\",\"\",Proforma!J21>=1,_xlfn.IFS($E$16=\"GEN\",-Costs!$F$53,$E$16=\"GT\",-Costs!$F$54)*(1+'Inputs & Outputs'!$E$21)^(Proforma!J21-1))","v":-5.253125E-3},{"$f":"_xlfn.IFS(K21<1,0,K21=\"\",\"\",Proforma!K21>=1,_xlfn.IFS($E$16=\"GEN\",-Costs!$F$53,$E$16=\"GT\",-Costs!$F$54)*(1+'Inputs & Outputs'!$E$21)^(Proforma!K21-1))","v":-5.3844531249999999E-3},{"$f":"_xlfn.IFS(L21<1,0,L21=\"\",\"\",Proforma!L21>=1,_xlfn.IFS($E$16=\"GEN\",-Costs!$F$53,$E$16=\"GT\",-Costs!$F$54)*(1+'Inputs & Outputs'!$E$21)^(Proforma!L21-1))","v":-5.5190644531249991E-3},{"$f":"_xlfn.IFS(M21<1,0,M21=\"\",\"\",Proforma!M21>=1,_xlfn.IFS($E$16=\"GEN\",-Costs!$F$53,$E$16=\"GT\",-Costs!$F$54)*(1+'Inputs & Outputs'!$E$21)^(Proforma!M21-1))","v":-5.6570410644531232E-3},{"$f":"_xlfn.IFS(N21<1,0,N21=\"\",\"\",Proforma!N21>=1,_xlfn.IFS($E$16=\"GEN\",-Costs!$F$53,$E$16=\"GT\",-Costs!$F$54)*(1+'Inputs & Outputs'!$E$21)^(Proforma!N21-1))","v":-5.798467091064451E-3},{"$f":"_xlfn.IFS(O21<1,0,O21=\"\",\"\",Proforma!O21>=1,_xlfn.IFS($E$16=\"GEN\",-Costs!$F$53,$E$16=\"GT\",-Costs!$F$54)*(1+'Inputs & Outputs'!$E$21)^(Proforma!O21-1))","v":-5.9434287683410624E-3},{"$f":"_xlfn.IFS(P21<1,0,P21=\"\",\"\",Proforma!P21>=1,_xlfn.IFS($E$16=\"GEN\",-Costs!$F$53,$E$16=\"GT\",-Costs!$F$54)*(1+'Inputs & Outputs'!$E$21)^(Proforma!P21-1))","v":-6.092014487549589E-3},{"$f":"_xlfn.IFS(Q21<1,0,Q21=\"\",\"\",Proforma!Q21>=1,_xlfn.IFS($E$16=\"GEN\",-Costs!$F$53,$E$16=\"GT\",-Costs!$F$54)*(1+'Inputs & Outputs'!$E$21)^(Proforma!Q21-1))","v":-6.2443148497383274E-3},{"$f":"_xlfn.IFS(R21<1,0,R21=\"\",\"\",Proforma!R21>=1,_xlfn.IFS($E$16=\"GEN\",-Costs!$F$53,$E$16=\"GT\",-Costs!$F$54)*(1+'Inputs & Outputs'!$E$21)^(Proforma!R21-1))","v":-6.4004227209817858E-3},{"$f":"_xlfn.IFS(S21<1,0,S21=\"\",\"\",Proforma!S21>=1,_xlfn.IFS($E$16=\"GEN\",-Costs!$F$53,$E$16=\"GT\",-Costs!$F$54)*(1+'Inputs & Outputs'!$E$21)^(Proforma!S21-1))","v":-6.5604332890063302E-3},{"$f":"_xlfn.IFS(T21<1,0,T21=\"\",\"\",Proforma!T21>=1,_xlfn.IFS($E$16=\"GEN\",-Costs!$F$53,$E$16=\"GT\",-Costs!$F$54)*(1+'Inputs & Outputs'!$E$21)^(Proforma!T21-1))","v":-6.724444121231488E-3},{"$f":"_xlfn.IFS(U21<1,0,U21=\"\",\"\",Proforma!U21>=1,_xlfn.IFS($E$16=\"GEN\",-Costs!$F$53,$E$16=\"GT\",-Costs!$F$54)*(1+'Inputs & Outputs'!$E$21)^(Proforma!U21-1))","v":-6.8925552242622744E-3},{"$f":"_xlfn.IFS(V21<1,0,V21=\"\",\"\",Proforma!V21>=1,_xlfn.IFS($E$16=\"GEN\",-Costs!$F$53,$E$16=\"GT\",-Costs!$F$54)*(1+'Inputs & Outputs'!$E$21)^(Proforma!V21-1))","v":-7.0648691048688303E-3},{"$f":"_xlfn.IFS(W21<1,0,W21=\"\",\"\",Proforma!W21>=1,_xlfn.IFS($E$16=\"GEN\",-Costs!$F$53,$E$16=\"GT\",-Costs!$F$54)*(1+'Inputs & Outputs'!$E$21)^(Proforma!W21-1))","v":-7.2414908324905528E-3},{"$f":"_xlfn.IFS(X21<1,0,X21=\"\",\"\",Proforma!X21>=1,_xlfn.IFS($E$16=\"GEN\",-Costs!$F$53,$E$16=\"GT\",-Costs!$F$54)*(1+'Inputs & Outputs'!$E$21)^(Proforma!X21-1))","v":-7.4225281033028154E-3},{"$f":"_xlfn.IFS(Y21<1,0,Y21=\"\",\"\",Proforma!Y21>=1,_xlfn.IFS($E$16=\"GEN\",-Costs!$F$53,$E$16=\"GT\",-Costs!$F$54)*(1+'Inputs & Outputs'!$E$21)^(Proforma!Y21-1))","v":-7.6080913058853847E-3},{"$f":"_xlfn.IFS(Z21<1,0,Z21=\"\",\"\",Proforma!Z21>=1,_xlfn.IFS($E$16=\"GEN\",-Costs!$F$53,$E$16=\"GT\",-Costs!$F$54)*(1+'Inputs & Outputs'!$E$21)^(Proforma!Z21-1))","v":-7.79829358853252E-3},{"$f":"_xlfn.IFS(AA21<1,0,AA21=\"\",\"\",Proforma!AA21>=1,_xlfn.IFS($E$16=\"GEN\",-Costs!$F$53,$E$16=\"GT\",-Costs!$F$54)*(1+'Inputs & Outputs'!$E$21)^(Proforma!AA21-1))","v":-7.993250928245833E-3},{"$f":"_xlfn.IFS(AB21<1,0,AB21=\"\",\"\",Proforma!AB21>=1,_xlfn.IFS($E$16=\"GEN\",-Costs!$F$53,$E$16=\"GT\",-Costs!$F$54)*(1+'Inputs & Outputs'!$E$21)^(Proforma!AB21-1))","v":""},{"$f":"_xlfn.IFS(AC21<1,0,AC21=\"\",\"\",Proforma!AC21>=1,_xlfn.IFS($E$16=\"GEN\",-Costs!$F$53,$E$16=\"GT\",-Costs!$F$54)*(1+'Inputs & Outputs'!$E$21)^(Proforma!AC21-1))","v":""},{"$f":"_xlfn.IFS(AD21<1,0,AD21=\"\",\"\",Proforma!AD21>=1,_xlfn.IFS($E$16=\"GEN\",-Costs!$F$53,$E$16=\"GT\",-Costs!$F$54)*(1+'Inputs & Outputs'!$E$21)^(Proforma!AD21-1))","v":""},{"$f":"_xlfn.IFS(AE21<1,0,AE21=\"\",\"\",Proforma!AE21>=1,_xlfn.IFS($E$16=\"GEN\",-Costs!$F$53,$E$16=\"GT\",-Costs!$F$54)*(1+'Inputs & Outputs'!$E$21)^(Proforma!AE21-1))","v":""},{"$f":"_xlfn.IFS(AF21<1,0,AF21=\"\",\"\",Proforma!AF21>=1,_xlfn.IFS($E$16=\"GEN\",-Costs!$F$53,$E$16=\"GT\",-Costs!$F$54)*(1+'Inputs & Outputs'!$E$21)^(Proforma!AF21-1))","v":""}]
[null,null,"BOS Fixed O&M Cost","($/kW-load)",null,{"$f":"_xlfn.IFS(F21<1,0,F21=\"\",\"\",Proforma!F21>=1,-Costs!$E$55*(1+'Inputs & Outputs'!$E$21)^(Proforma!F21-1))","v":0},{"$f":"_xlfn.IFS(G21<1,0,G21=\"\",\"\",Proforma!G21>=1,-Costs!$E$55*(1+'Inputs & Outputs'!$E$21)^(Proforma!G21-1))","v":0},{"$f":"_xlfn.IFS(H21<1,0,H21=\"\",\"\",Proforma!H21>=1,-Costs!$E$55*(1+'Inputs & Outputs'!$E$21)^(Proforma!H21-1))","v":-6},{"$f":"_xlfn.IFS(I21<1,0,I21=\"\",\"\",Proforma!I21>=1,-Costs!$E$55*(1+'Inputs & Outputs'!$E$21)^(Proforma!I21-1))","v":-6.1499999999999995},{"$f":"_xlfn.IFS(J21<1,0,J21=\"\",\"\",Proforma!J21>=1,-Costs!$E$55*(1+'Inputs & Outputs'!$E$21)^(Proforma!J21-1))","v":-6.3037499999999991},{"$f":"_xlfn.IFS(K21<1,0,K21=\"\",\"\",Proforma!K21>=1,-Costs!$E$55*(1+'Inputs & Outputs'!$E$21)^(Proforma!K21-1))","v":-6.4613437499999993},{"$f":"_xlfn.IFS(L21<1,0,L21=\"\",\"\",Proforma!L21>=1,-Costs!$E$55*(1+'Inputs & Outputs'!$E$21)^(Proforma!L21-1))","v":-6.6228773437499981},{"$f":"_xlfn.IFS(M21<1,0,M21=\"\",\"\",Proforma!M21>=1,-Costs!$E$55*(1+'Inputs & Outputs'!$E$21)^(Proforma!M21-1))","v":-6.7884492773437479},{"$f":"_xlfn.IFS(N21<1,0,N21=\"\",\"\",Proforma!N21>=1,-Costs!$E$55*(1+'Inputs & Outputs'!$E$21)^(Proforma!N21-1))","v":-6.9581605092773415},{"$f":"_xlfn.IFS(O21<1,0,O21=\"\",\"\",Proforma!O21>=1,-Costs!$E$55*(1+'Inputs & Outputs'!$E$21)^(Proforma!O21-1))","v":-7.1321145220092745},{"$f":"_xlfn.IFS(P21<1,0,P21=\"\",\"\",Proforma!P21>=1,-Costs!$E$55*(1+'Inputs & Outputs'!$E$21)^(Proforma!P21-1))","v":-7.3104173850595062},{"$f":"_xlfn.IFS(Q21<1,0,Q21=\"\",\"\",Proforma!Q21>=1,-Costs!$E$55*(1+'Inputs & Outputs'!$E$21)^(Proforma!Q21-1))","v":-7.4931778196859931},{"$f":"_xlfn.IFS(R21<1,0,R21=\"\",\"\",Proforma!R21>=1,-Costs!$E$55*(1+'Inputs & Outputs'!$E$21)^(Proforma!R21-1))","v":-7.680507265178143},{"$f":"_xlfn.IFS(S21<1,0,S21=\"\",\"\",Proforma!S21>=1,-Costs!$E$55*(1+'Inputs & Outputs'!$E$21)^(Proforma!S21-1))","v":-7.8725199468075964},{"$f":"_xlfn.IFS(T21<1,0,T21=\"\",\"\",Proforma!T21>=1,-Costs!$E$55*(1+'Inputs & Outputs'!$E$21)^(Proforma!T21-1))","v":-8.069332945477786},{"$f":"_xlfn.IFS(U21<1,0,U21=\"\",\"\",Proforma!U21>=1,-Costs!$E$55*(1+'Inputs & Outputs'!$E$21)^(Proforma!U21-1))","v":-8.2710662691147299},{"$f":"_xlfn.IFS(V21<1,0,V21=\"\",\"\",Proforma!V21>=1,-Costs!$E$55*(1+'Inputs & Outputs'!$E$21)^(Proforma!V21-1))","v":-8.4778429258425962},{"$f":"_xlfn.IFS(W21<1,0,W21=\"\",\"\",Proforma!W21>=1,-Costs!$E$55*(1+'Inputs & Outputs'!$E$21)^(Proforma!W21-1))","v":-8.6897889989886625},{"$f":"_xlfn.IFS(X21<1,0,X21=\"\",\"\",Proforma!X21>=1,-Costs!$E$55*(1+'Inputs & Outputs'!$E$21)^(Proforma!X21-1))","v":-8.9070337239633783},{"$f":"_xlfn.IFS(Y21<1,0,Y21=\"\",\"\",Proforma!Y21>=1,-Costs!$E$55*(1+'Inputs & Outputs'!$E$21)^(Proforma!Y21-1))","v":-9.1297095670624628},{"$f":"_xlfn.IFS(Z21<1,0,Z21=\"\",\"\",Proforma!Z21>=1,-Costs!$E$55*(1+'Inputs & Outputs'!$E$21)^(Proforma!Z21-1))","v":-9.3579523062390244},{"$f":"_xlfn.IFS(AA21<1,0,AA21=\"\",\"\",Proforma!AA21>=1,-Costs!$E$55*(1+'Inputs & Outputs'!$E$21)^(Proforma!AA21-1))","v":-9.5919011138950001},{"$f":"_xlfn.IFS(AB21<1,0,AB21=\"\",\"\",Proforma!AB21>=1,-Costs!$E$55*(1+'Inputs & Outputs'!$E$21)^(Proforma!AB21-1))","v":""},{"$f":"_xlfn.IFS(AC21<1,0,AC21=\"\",\"\",Proforma!AC21>=1,-Costs!$E$55*(1+'Inputs & Outputs'!$E$21)^(Proforma!AC21-1))","v":""},{"$f":"_xlfn.IFS(AD21<1,0,AD21=\"\",\"\",Proforma!AD21>=1,-Costs!$E$55*(1+'Inputs & Outputs'!$E$21)^(Proforma!AD21-1))","v":""},{"$f":"_xlfn.IFS(AE21<1,0,AE21=\"\",\"\",Proforma!AE21>=1,-Costs!$E$55*(1+'Inputs & Outputs'!$E$21)^(Proforma!AE21-1))","v":""},{"$f":"_xlfn.IFS(AF21<1,0,AF21=\"\",\"\",Proforma!AF21>=1,-Costs!$E$55*(1+'Inputs & Outputs'!$E$21)^(Proforma!AF21-1))","v":""}]
[null,null,"Soft O&M Costs","(% of hard capex)",null,{"$f":"_xlfn.IFS(F21<1,0,F21=\"\",\"\",Proforma!F21>=1,-Costs!$G$56*(1+'Inputs & Outputs'!$E$21)^(Proforma!F21-1))","v":0},{"$f":"_xlfn.IFS(G21<1,0,G21=\"\",\"\",Proforma!G21>=1,-Costs!$G$56*(1+'Inputs & Outputs'!$E$21)^(Proforma!G21-1))","v":0},{"$f":"_xlfn.IFS(H21<1,0,H21=\"\",\"\",Proforma!H21>=1,-Costs!$G$56*(1+'Inputs & Outputs'!$E$21)^(Proforma!H21-1))","v":-2.5000000000000001E-3},{"$f":"_xlfn.IFS(I21<1,0,I21=\"\",\"\",Proforma!I21>=1,-Costs!$G$56*(1+'Inputs & Outputs'!$E$21)^(Proforma!I21-1))","v":-2.5624999999999997E-3},{"$f":"_xlfn.IFS(J21<1,0,J21=\"\",\"\",Proforma!J21>=1,-Costs!$G$56*(1+'Inputs & Outputs'!$E$21)^(Proforma!J21-1))","v":-2.6265625E-3},{"$f":"_xlfn.IFS(K21<1,0,K21=\"\",\"\",Proforma!K21>=1,-Costs!$G$56*(1+'Inputs & Outputs'!$E$21)^(Proforma!K21-1))","v":-2.6922265625E-3},{"$f":"_xlfn.IFS(L21<1,0,L21=\"\",\"\",Proforma!L21>=1,-Costs!$G$56*(1+'Inputs & Outputs'!$E$21)^(Proforma!L21-1))","v":-2.7595322265624995E-3},{"$f":"_xlfn.IFS(M21<1,0,M21=\"\",\"\",Proforma!M21>=1,-Costs!$G$56*(1+'Inputs & Outputs'!$E$21)^(Proforma!M21-1))","v":-2.8285205322265616E-3},{"$f":"_xlfn.IFS(N21<1,0,N21=\"\",\"\",Proforma!N21>=1,-Costs!$G$56*(1+'Inputs & Outputs'!$E$21)^(Proforma!N21-1))","v":-2.8992335455322255E-3},{"$f":"_xlfn.IFS(O21<1,0,O21=\"\",\"\",Proforma!O21>=1,-Costs!$G$56*(1+'Inputs & Outputs'!$E$21)^(Proforma!O21-1))","v":-2.9717143841705312E-3},{"$f":"_xlfn.IFS(P21<1,0,P21=\"\",\"\",Proforma!P21>=1,-Costs!$G$56*(1+'Inputs & Outputs'!$E$21)^(Proforma!P21-1))","v":-3.0460072437747945E-3},{"$f":"_xlfn.IFS(Q21<1,0,Q21=\"\",\"\",Proforma!Q21>=1,-Costs!$G$56*(1+'Inputs & Outputs'!$E$21)^(Proforma!Q21-1))","v":-3.1221574248691637E-3},{"$f":"_xlfn.IFS(R21<1,0,R21=\"\",\"\",Proforma!R21>=1,-Costs!$G$56*(1+'Inputs & Outputs'!$E$21)^(Proforma!R21-1))","v":-3.2002113604908929E-3},{"$f":"_xlfn.IFS(S21<1,0,S21=\"\",\"\",Proforma!S21>=1,-Costs!$G$56*(1+'Inputs & Outputs'!$E$21)^(Proforma!S21-1))","v":-3.2802166445031651E-3},{"$f":"_xlfn.IFS(T21<1,0,T21=\"\",\"\",Proforma!T21>=1,-Costs!$G$56*(1+'Inputs & Outputs'!$E$21)^(Proforma!T21-1))","v":-3.362222060615744E-3},{"$f":"_xlfn.IFS(U21<1,0,U21=\"\",\"\",Proforma!U21>=1,-Costs!$G$56*(1+'Inputs & Outputs'!$E$21)^(Proforma!U21-1))","v":-3.4462776121311372E-3},{"$f":"_xlfn.IFS(V21<1,0,V21=\"\",\"\",Proforma!V21>=1,-Costs!$G$56*(1+'Inputs & Outputs'!$E$21)^(Proforma!V21-1))","v":-3.5324345524344151E-3},{"$f":"_xlfn.IFS(W21<1,0,W21=\"\",\"\",Proforma!W21>=1,-Costs!$G$56*(1+'Inputs & Outputs'!$E$21)^(Proforma!W21-1))","v":-3.6207454162452764E-3},{"$f":"_xlfn.IFS(X21<1,0,X21=\"\",\"\",Proforma!X21>=1,-Costs!$G$56*(1+'Inputs & Outputs'!$E$21)^(Proforma!X21-1))","v":-3.7112640516514077E-3},{"$f":"_xlfn.IFS(Y21<1,0,Y21=\"\",\"\",Proforma!Y21>=1,-Costs!$G$56*(1+'Inputs & Outputs'!$E$21)^(Proforma!Y21-1))","v":-3.8040456529426924E-3},{"$f":"_xlfn.IFS(Z21<1,0,Z21=\"\",\"\",Proforma!Z21>=1,-Costs!$G$56*(1+'Inputs & Outputs'!$E$21)^(Proforma!Z21-1))","v":-3.89914679426626E-3},{"$f":"_xlfn.IFS(AA21<1,0,AA21=\"\",\"\",Proforma!AA21>=1,-Costs!$G$56*(1+'Inputs & Outputs'!$E$21)^(Proforma!AA21-1))","v":-3.9966254641229165E-3},{"$f":"_xlfn.IFS(AB21<1,0,AB21=\"\",\"\",Proforma!AB21>=1,-Costs!$G$56*(1+'Inputs & Outputs'!$E$21)^(Proforma!AB21-1))","v":""},{"$f":"_xlfn.IFS(AC21<1,0,AC21=\"\",\"\",Proforma!AC21>=1,-Costs!$G$56*(1+'Inputs & Outputs'!$E$21)^(Proforma!AC21-1))","v":""},{"$f":"_xlfn.IFS(AD21<1,0,AD21=\"\",\"\",Proforma!AD21>=1,-Costs!$G$56*(1+'Inputs & Outputs'!$E$21)^(Proforma!AD21-1))","v":""},{"$f":"_xlfn.IFS(AE21<1,0,AE21=\"\",\"\",Proforma!AE21>=1,-Costs!$G$56*(1+'Inputs & Outputs'!$E$21)^(Proforma!AE21-1))","v":""},{"$f":"_xlfn.IFS(AF21<1,0,AF21=\"\",\"\",Proforma!AF21>=1,-Costs!$G$56*(1+'Inputs & Outputs'!$E$21)^(Proforma!AF21-1))","v":""}]
[]
[null,null,"LCOE","($/MWh)",null,{"$f":"_xlfn.IFS(F21<1,0,F21=\"\",\"\",F21>=1,$E$4)","v":0},{"$f":"_xlfn.IFS(G21<1,0,G21=\"\",\"\",G21>=1,$E$4)","v":0},{"$f":"_xlfn.IFS(H21<1,0,H21=\"\",\"\",H21>=1,$E$4)","v":86.047625464448174},{"$f":"_xlfn.IFS(I21<1,0,I21=\"\",\"\",I21>=1,$E$4)","v":86.047625464448174},{"$f":"_xlfn.IFS(J21<1,0,J21=\"\",\"\",J21>=1,$E$4)","v":86.047625464448174},{"$f":"_xlfn.IFS(K21<1,0,K21=\"\",\"\",K21>=1,$E$4)","v":86.047625464448174},{"$f":"_xlfn.IFS(L21<1,0,L21=\"\",\"\",L21>=1,$E$4)","v":86.047625464448174},{"$f":"_xlfn.IFS(M21<1,0,M21=\"\",\"\",M21>=1,$E$4)","v":86.047625464448174},{"$f":"_xlfn.IFS(N21<1,0,N21=\"\",\"\",N21>=1,$E$4)","v":86.047625464448174},{"$f":"_xlfn.IFS(O21<1,0,O21=\"\",\"\",O21>=1,$E$4)","v":86.047625464448174},{"$f":"_xlfn.IFS(P21<1,0,P21=\"\",\"\",P21>=1,$E$4)","v":86.047625464448174},{"$f":"_xlfn.IFS(Q21<1,0,Q21=\"\",\"\",Q21>=1,$E$4)","v":86.047625464448174},{"$f":"_xlfn.IFS(R21<1,0,R21=\"\",\"\",R21>=1,$E$4)","v":86.047625464448174},{"$f":"_xlfn.IFS(S21<1,0,S21=\"\",\"\",S21>=1,$E$4)","v":86.047625464448174},{"$f":"_xlfn.IFS(T21<1,0,T21=\"\",\"\",T21>=1,$E$4)","v":86.047625464448174},{"$f":"_xlfn.IFS(U21<1,0,U21=\"\",\"\",U21>=1,$E$4)","v":86.047625464448174},{"$f":"_xlfn.IFS(V21<1,0,V21=\"\",\"\",V21>=1,$E$4)","v":86.047625464448174},{"$f":"_xlfn.IFS(W21<1,0,W21=\"\",\"\",W21>=1,$E$4)","v":86.047625464448174},{"$f":"_xlfn.IFS(X21<1,0,X21=\"\",\"\",X21>=1,$E$4)","v":86.047625464448174},{"$f":"_xlfn.IFS(Y21<1,0,Y21=\"\",\"\",Y21>=1,$E$4)","v":86.047625464448174},{"$f":"_xlfn.IFS(Z21<1,0,Z21=\"\",\"\",Z21>=1,$E$4)","v":86.047625464448174},{"$f":"_xlfn.IFS(AA21<1,0,AA21=\"\",\"\",AA21>=1,$E$4)","v":86.047625464448174},{"$f":"_xlfn.IFS(AB21<1,0,AB21=\"\",\"\",AB21>=1,$E$4)","v":""},{"$f":"_xlfn.IFS(AC21<1,0,AC21=\"\",\"\",AC21>=1,$E$4)","v":""},{"$f":"_xlfn.IFS(AD21<1,0,AD21=\"\",\"\",AD21>=1,$E$4)","v":""},{"$f":"_xlfn.IFS(AE21<1,0,AE21=\"\",\"\",AE21>=1,$E$4)","v":""},{"$f":"_xlfn.IFS(AF21<1,0,AF21=\"\",\"\",AF21>=1,$E$4)","v":""}]
[null,null,"Revenue","($, Millions)",{"$f":"NPV('Inputs & Outputs'!$E$14,Proforma!F40:AF40)","v":487182465.99892533},{"$f":"_xlfn.IFS(F21<1,0,F21=\"\",\"\",F21>=1,F39*F29)","v":0},{"$f":"_xlfn.IFS(G21<1,0,G21=\"\",\"\",G21>=1,G39*G29)","v":0},{"$f":"_xlfn.IFS(H21<1,0,H21=\"\",\"\",H21>=1,H39*H29)","v":75377719.906856596},{"$f":"_xlfn.IFS(I21<1,0,I21=\"\",\"\",I21>=1,I39*I29)","v":75377719.906856596},{"$f":"_xlfn.IFS(J21<1,0,J21=\"\",\"\",J21>=1,J39*J29)","v":75377719.906856596},{"$f":"_xlfn.IFS(K21<1,0,K21=\"\",\"\",K21>=1,K39*K29)","v":75377719.906856596},{"$f":"_xlfn.IFS(L21<1,0,L21=\"\",\"\",L21>=1,L39*L29)","v":75377719.906856596},{"$f":"_xlfn.IFS(M21<1,0,M21=\"\",\"\",M21>=1,M39*M29)","v":75377719.906856596},{"$f":"_xlfn.IFS(N21<1,0,N21=\"\",\"\",N21>=1,N39*N29)","v":75377719.906856596},{"$f":"_xlfn.IFS(O21<1,0,O21=\"\",\"\",O21>=1,O39*O29)","v":75377719.906856596},{"$f":"_xlfn.IFS(P21<1,0,P21=\"\",\"\",P21>=1,P39*P29)","v":75377719.906856596},{"$f":"_xlfn.IFS(Q21<1,0,Q21=\"\",\"\",Q21>=1,Q39*Q29)","v":75377719.906856596},{"$f":"_xlfn.IFS(R21<1,0,R21=\"\",\"\",R21>=1,R39*R29)","v":75377719.906856596},{"$f":"_xlfn.IFS(S21<1,0,S21=\"\",\"\",S21>=1,S39*S29)","v":75377719.906856596},{"$f":"_xlfn.IFS(T21<1,0,T21=\"\",\"\",T21>=1,T39*T29)","v":75377719.906856596},{"$f":"_xlfn.IFS(U21<1,0,U21=\"\",\"\",U21>=1,U39*U29)","v":75377719.906856596},{"$f":"_xlfn.IFS(V21<1,0,V21=\"\",\"\",V21>=1,V39*V29)","v":75377719.906856596},{"$f":"_xlfn.IFS(W21<1,0,W21=\"\",\"\",W21>=1,W39*W29)","v":75377719.906856596},{"$f":"_xlfn.IFS(X21<1,0,X21=\"\",\"\",X21>=1,X39*X29)","v":75377719.906856596},{"$f":"_xlfn.IFS(Y21<1,0,Y21=\"\",\"\",Y21>=1,Y39*Y29)","v":75377719.906856596},{"$f":"_xlfn.IFS(Z21<1,0,Z21=\"\",\"\",Z21>=1,Z39*Z29)","v":75377719.906856596},{"$f":"_xlfn.IFS(AA21<1,0,AA21=\"\",\"\",AA21>=1,AA39*AA29)","v":75377719.906856596},{"$f":"_xlfn.IFS(AB21<1,0,AB21=\"\",\"\",AB21>=1,AB39*AB29)","v":""},{"$f":"_xlfn.IFS(AC21<1,0,AC21=\"\",\"\",AC21>=1,AC39*AC29)","v":""},{"$f":"_xlfn.IFS(AD21<1,0,AD21=\"\",\"\",AD21>=1,AD39*AD29)","v":""},{"$f":"_xlfn.IFS(AE21<1,0,AE21=\"\",\"\",AE21>=1,AE39*AE29)","v":""},{"$f":"_xlfn.IFS(AF21<1,0,AF21=\"\",\"\",AF21>=1,AF39*AF29)","v":""}]
[null,null,"Fuel Cost","($, Millions)",{"$f":"NPV('Inputs & Outputs'!$E$14,Proforma!F41:AF41)","v":-332059203.76121455},{"$f":"_xlfn.IFS(F21<1,0,F21=\"\",\"\",Proforma!F21>=1,F28*F31)","v":0},{"$f":"_xlfn.IFS(G21<1,0,G21=\"\",\"\",Proforma!G21>=1,G28*G31)","v":0},{"$f":"_xlfn.IFS(H21<1,0,H21=\"\",\"\",Proforma!H21>=1,H28*H31)","v":-42179399.999999955},{"$f":"_xlfn.IFS(I21<1,0,I21=\"\",\"\",Proforma!I21>=1,I28*I31)","v":-43444781.999999955},{"$f":"_xlfn.IFS(J21<1,0,J21=\"\",\"\",Proforma!J21>=1,J28*J31)","v":-44748125.459999949},{"$f":"_xlfn.IFS(K21<1,0,K21=\"\",\"\",Proforma!K21>=1,K28*K31)","v":-46090569.223799951},{"$f":"_xlfn.IFS(L21<1,0,L21=\"\",\"\",Proforma!L21>=1,L28*L31)","v":-47473286.300513938},{"$f":"_xlfn.IFS(M21<1,0,M21=\"\",\"\",Proforma!M21>=1,M28*M31)","v":-48897484.889529362},{"$f":"_xlfn.IFS(N21<1,0,N21=\"\",\"\",Proforma!N21>=1,N28*N31)","v":-50364409.436215244},{"$f":"_xlfn.IFS(O21<1,0,O21=\"\",\"\",Proforma!O21>=1,O28*O31)","v":-51875341.719301701},{"$f":"_xlfn.IFS(P21<1,0,P21=\"\",\"\",Proforma!P21>=1,P28*P31)","v":-53431601.970880747},{"$f":"_xlfn.IFS(Q21<1,0,Q21=\"\",\"\",Proforma!Q21>=1,Q28*Q31)","v":-55034550.030007169},{"$f":"_xlfn.IFS(R21<1,0,R21=\"\",\"\",Proforma!R21>=1,R28*R31)","v":-56685586.530907385},{"$f":"_xlfn.IFS(S21<1,0,S21=\"\",\"\",Proforma!S21>=1,S28*S31)","v":-58386154.126834609},{"$f":"_xlfn.IFS(T21<1,0,T21=\"\",\"\",Proforma!T21>=1,T28*T31)","v":-60137738.750639647},{"$f":"_xlfn.IFS(U21<1,0,U21=\"\",\"\",Proforma!U21>=1,U28*U31)","v":-61941870.913158827},{"$f":"_xlfn.IFS(V21<1,0,V21=\"\",\"\",Proforma!V21>=1,V28*V31)","v":-63800127.0405536},{"$f":"_xlfn.IFS(W21<1,0,W21=\"\",\"\",Proforma!W21>=1,W28*W31)","v":-65714130.851770207},{"$f":"_xlfn.IFS(X21<1,0,X21=\"\",\"\",Proforma!X21>=1,X28*X31)","v":-67685554.777323306},{"$f":"_xlfn.IFS(Y21<1,0,Y21=\"\",\"\",Proforma!Y21>=1,Y28*Y31)","v":-69716121.420643002},{"$f":"_xlfn.IFS(Z21<1,0,Z21=\"\",\"\",Proforma!Z21>=1,Z28*Z31)","v":-71807605.063262299},{"$f":"_xlfn.IFS(AA21<1,0,AA21=\"\",\"\",Proforma!AA21>=1,AA28*AA31)","v":-73961833.215160161},{"$f":"_xlfn.IFS(AB21<1,0,AB21=\"\",\"\",Proforma!AB21>=1,AB28*AB31)","v":""},{"$f":"_xlfn.IFS(AC21<1,0,AC21=\"\",\"\",Proforma!AC21>=1,AC28*AC31)","v":""},{"$f":"_xlfn.IFS(AD21<1,0,AD21=\"\",\"\",Proforma!AD21>=1,AD28*AD31)","v":""},{"$f":"_xlfn.IFS(AE21<1,0,AE21=\"\",\"\",Proforma!AE21>=1,AE28*AE31)","v":""},{"$f":"_xlfn.IFS(AF21<1,0,AF21=\"\",\"\",Proforma!AF21>=1,AF28*AF31)","v":""}]
[null,null,"Fixed O&M Cost","($, Millions)",{"$f":"NPV('Inputs & Outputs'!$E$14,Proforma!F42:AF42)","v":-19609166.480729498},{"$f":"_xlfn.IFS(F21<1,0,F21=\"\",\"\",Proforma!F21>=1,(SUM(F32*$E$12,F33*$E$13,F34*$E$15,F36*$E$10)*1000)+(F37*SUM(Costs!$F$10,Costs!$F$16,Costs!$F$22,Costs!$F$34)))","v":0},{"$f":"_xlfn.IFS(G21<1,0,G21=\"\",\"\",Proforma!G21>=1,(SUM(G32*$E$12,G33*$E$13,G34*$E$15,G36*$E$10)*1000)+(G37*SUM(Costs!$F$10,Costs!$F$16,Costs!$F$22,Costs!$F$34)))","v":0},{"$f":"_xlfn.IFS(H21<1,0,H21=\"\",\"\",Proforma!H21>=1,(SUM(H32*$E$12,H33*$E$13,H34*$E$15,H36*$E$10)*1000)+(H37*SUM(Costs!$F$10,Costs!$F$16,Costs!$F$22,Costs!$F$34)))","v":-2577500},{"$f":"_xlfn.IFS(I21<1,0,I21=\"\",\"\",Proforma!I21>=1,(SUM(I32*$E$12,I33*$E$13,I34*$E$15,I36*$E$10)*1000)+(I37*SUM(Costs!$F$10,Costs!$F$16,Costs!$F$22,Costs!$F$34)))","v":-2641937.5},{"$f":"_xlfn.IFS(J21<1,0,J21=\"\",\"\",Proforma!J21>=1,(SUM(J32*$E$12,J33*$E$13,J34*$E$15,J36*$E$10)*1000)+(J37*SUM(Costs!$F$10,Costs!$F$16,Costs!$F$22,Costs!$F$34)))","v":-2707985.9374999995},{"$f":"_xlfn.IFS(K21<1,0,K21=\"\",\"\",Proforma!K21>=1,(SUM(K32*$E$12,K33*$E$13,K34*$E$15,K36*$E$10)*1000)+(K37*SUM(Costs!$F$10,Costs!$F$16,Costs!$F$22,Costs!$F$34)))","v":-2775685.5859374995},{"$f":"_xlfn.IFS(L21<1,0,L21=\"\",\"\",Proforma!L21>=1,(SUM(L32*$E$12,L33*$E$13,L34*$E$15,L36*$E$10)*1000)+(L37*SUM(Costs!$F$10,Costs!$F$16,Costs!$F$22,Costs!$F$34)))","v":-2845077.7255859366},{"$f":"_xlfn.IFS(M21<1,0,M21=\"\",\"\",Proforma!M21>=1,(SUM(M32*$E$12,M33*$E$13,M34*$E$15,M36*$E$10)*1000)+(M37*SUM(Costs!$F$10,Costs!$F$16,Costs!$F$22,Costs!$F$34)))","v":-2916204.6687255846},{"$f":"_xlfn.IFS(N21<1,0,N21=\"\",\"\",Proforma!N21>=1,(SUM(N32*$E$12,N33*$E$13,N34*$E$15,N36*$E$10)*1000)+(N37*SUM(Costs!$F$10,Costs!$F$16,Costs!$F$22,Costs!$F$34)))","v":-2989109.7854437246},{"$f":"_xlfn.IFS(O21<1,0,O21=\"\",\"\",Proforma!O21>=1,(SUM(O32*$E$12,O33*$E$13,O34*$E$15,O36*$E$10)*1000)+(O37*SUM(Costs!$F$10,Costs!$F$16,Costs!$F$22,Costs!$F$34)))","v":-3063837.5300798174},{"$f":"_xlfn.IFS(P21<1,0,P21=\"\",\"\",Proforma!P21>=1,(SUM(P32*$E$12,P33*$E$13,P34*$E$15,P36*$E$10)*1000)+(P37*SUM(Costs!$F$10,Costs!$F$16,Costs!$F$22,Costs!$F$34)))","v":-3140433.4683318129},{"$f":"_xlfn.IFS(Q21<1,0,Q21=\"\",\"\",Proforma!Q21>=1,(SUM(Q32*$E$12,Q33*$E$13,Q34*$E$15,Q36*$E$10)*1000)+(Q37*SUM(Costs!$F$10,Costs!$F$16,Costs!$F$22,Costs!$F$34)))","v":-3218944.305040108},{"$f":"_xlfn.IFS(R21<1,0,R21=\"\",\"\",Proforma!R21>=1,(SUM(R32*$E$12,R33*$E$13,R34*$E$15,R36*$E$10)*1000)+(R37*SUM(Costs!$F$10,Costs!$F$16,Costs!$F$22,Costs!$F$34)))","v":-3299417.9126661108},{"$f":"_xlfn.IFS(S21<1,0,S21=\"\",\"\",Proforma!S21>=1,(SUM(S32*$E$12,S33*$E$13,S34*$E$15,S36*$E$10)*1000)+(S37*SUM(Costs!$F$10,Costs!$F$16,Costs!$F$22,Costs!$F$34)))","v":-3381903.360482763},{"$f":"_xlfn.IFS(T21<1,0,T21=\"\",\"\",Proforma!T21>=1,(SUM(T32*$E$12,T33*$E$13,T34*$E$15,T36*$E$10)*1000)+(T37*SUM(Costs!$F$10,Costs!$F$16,Costs!$F$22,Costs!$F$34)))","v":-3466450.9444948318},{"$f":"_xlfn.IFS(U21<1,0,U21=\"\",\"\",Proforma!U21>=1,(SUM(U32*$E$12,U33*$E$13,U34*$E$15,U36*$E$10)*1000)+(U37*SUM(Costs!$F$10,Costs!$F$16,Costs!$F$22,Costs!$F$34)))","v":-3553112.2181072021},{"$f":"_xlfn.IFS(V21<1,0,V21=\"\",\"\",Proforma!V21>=1,(SUM(V32*$E$12,V33*$E$13,V34*$E$15,V36*$E$10)*1000)+(V37*SUM(Costs!$F$10,Costs!$F$16,Costs!$F$22,Costs!$F$34)))","v":-3641940.0235598818},{"$f":"_xlfn.IFS(W21<1,0,W21=\"\",\"\",Proforma!W21>=1,(SUM(W32*$E$12,W33*$E$13,W34*$E$15,W36*$E$10)*1000)+(W37*SUM(Costs!$F$10,Costs!$F$16,Costs!$F$22,Costs!$F$34)))","v":-3732988.5241488796},{"$f":"_xlfn.IFS(X21<1,0,X21=\"\",\"\",Proforma!X21>=1,(SUM(X32*$E$12,X33*$E$13,X34*$E$15,X36*$E$10)*1000)+(X37*SUM(Costs!$F$10,Costs!$F$16,Costs!$F$22,Costs!$F$34)))","v":-3826313.2372526014},{"$f":"_xlfn.IFS(Y21<1,0,Y21=\"\",\"\",Proforma!Y21>=1,(SUM(Y32*$E$12,Y33*$E$13,Y34*$E$15,Y36*$E$10)*1000)+(Y37*SUM(Costs!$F$10,Costs!$F$16,Costs!$F$22,Costs!$F$34)))","v":-3921971.0681839157},{"$f":"_xlfn.IFS(Z21<1,0,Z21=\"\",\"\",Proforma!Z21>=1,(SUM(Z32*$E$12,Z33*$E$13,Z34*$E$15,Z36*$E$10)*1000)+(Z37*SUM(Costs!$F$10,Costs!$F$16,Costs!$F$22,Costs!$F$34)))","v":-4020020.3448885139},{"$f":"_xlfn.IFS(AA21<1,0,AA21=\"\",\"\",Proforma!AA21>=1,(SUM(AA32*$E$12,AA33*$E$13,AA34*$E$15,AA36*$E$10)*1000)+(AA37*SUM(Costs!$F$10,Costs!$F$16,Costs!$F$22,Costs!$F$34)))","v":-4120520.8535107267},{"$f":"_xlfn.IFS(AB21<1,0,AB21=\"\",\"\",Proforma!AB21>=1,(SUM(AB32*$E$12,AB33*$E$13,AB34*$E$15,AB36*$E$10)*1000)+(AB37*SUM(Costs!$F$10,Costs!$F$16,Costs!$F$22,Costs!$F$34)))","v":""},{"$f":"_xlfn.IFS(AC21<1,0,AC21=\"\",\"\",Proforma!AC21>=1,(SUM(AC32*$E$12,AC33*$E$13,AC34*$E$15,AC36*$E$10)*1000)+(AC37*SUM(Costs!$F$10,Costs!$F$16,Costs!$F$22,Costs!$F$34)))","v":""},{"$f":"_xlfn.IFS(AD21<1,0,AD21=\"\",\"\",Proforma!AD21>=1,(SUM(AD32*$E$12,AD33*$E$13,AD34*$E$15,AD36*$E$10)*1000)+(AD37*SUM(Costs!$F$10,Costs!$F$16,Costs!$F$22,Costs!$F$34)))","v":""},{"$f":"_xlfn.IFS(AE21<1,0,AE21=\"\",\"\",Proforma!AE21>=1,(SUM(AE32*$E$12,AE33*$E$13,AE34*$E$15,AE36*$E$10)*1000)+(AE37*SUM(Costs!$F$10,Costs!$F$16,Costs!$F$22,Costs!$F$34)))","v":""},{"$f":"_xlfn.IFS(AF21<1,0,AF21=\"\",\"\",Proforma!AF21>=1,(SUM(AF32*$E$12,AF33*$E$13,AF34*$E$15,AF36*$E$10)*1000)+(AF37*SUM(Costs!$F$10,Costs!$F$16,Costs!$F$22,Costs!$F$34)))","v":""}]
[null,null,"Variable O&M Cost","($, Millions)",{"$f":"NPV('Inputs & Outputs'!$E$14,Proforma!F43:AF43)","v":-33322269.325158156},{"$f":"_xlfn.IFS(F21<1,0,F21=\"\",\"\",Proforma!F21>=1,F27*F35*1000)","v":0},{"$f":"_xlfn.IFS(G21<1,0,G21=\"\",\"\",Proforma!G21>=1,G27*G35*1000)","v":0},{"$f":"_xlfn.IFS(H21<1,0,H21=\"\",\"\",Proforma!H21>=1,H27*H35*1000)","v":-4380000},{"$f":"_xlfn.IFS(I21<1,0,I21=\"\",\"\",Proforma!I21>=1,I27*I35*1000)","v":-4489499.9999999991},{"$f":"_xlfn.IFS(J21<1,0,J21=\"\",\"\",Proforma!J21>=1,J27*J35*1000)","v":-4601737.5},{"$f":"_xlfn.IFS(K21<1,0,K21=\"\",\"\",Proforma!K21>=1,K27*K35*1000)","v":-4716780.9375},{"$f":"_xlfn.IFS(L21<1,0,L21=\"\",\"\",Proforma!L21>=1,L27*L35*1000)","v":-4834700.4609374991},{"$f":"_xlfn.IFS(M21<1,0,M21=\"\",\"\",Proforma!M21>=1,M27*M35*1000)","v":-4955567.9724609368},{"$f":"_xlfn.IFS(N21<1,0,N21=\"\",\"\",Proforma!N21>=1,N27*N35*1000)","v":-5079457.1717724595},{"$f":"_xlfn.IFS(O21<1,0,O21=\"\",\"\",Proforma!O21>=1,O27*O35*1000)","v":-5206443.60106677},{"$f":"_xlfn.IFS(P21<1,0,P21=\"\",\"\",Proforma!P21>=1,P27*P35*1000)","v":-5336604.6910934402},{"$f":"_xlfn.IFS(Q21<1,0,Q21=\"\",\"\",Proforma!Q21>=1,Q27*Q35*1000)","v":-5470019.8083707746},{"$f":"_xlfn.IFS(R21<1,0,R21=\"\",\"\",Proforma!R21>=1,R27*R35*1000)","v":-5606770.3035800438},{"$f":"_xlfn.IFS(S21<1,0,S21=\"\",\"\",Proforma!S21>=1,S27*S35*1000)","v":-5746939.5611695452},{"$f":"_xlfn.IFS(T21<1,0,T21=\"\",\"\",Proforma!T21>=1,T27*T35*1000)","v":-5890613.0501987841},{"$f":"_xlfn.IFS(U21<1,0,U21=\"\",\"\",Proforma!U21>=1,U27*U35*1000)","v":-6037878.3764537517},{"$f":"_xlfn.IFS(V21<1,0,V21=\"\",\"\",Proforma!V21>=1,V27*V35*1000)","v":-6188825.3358650953},{"$f":"_xlfn.IFS(W21<1,0,W21=\"\",\"\",Proforma!W21>=1,W27*W35*1000)","v":-6343545.9692617245},{"$f":"_xlfn.IFS(X21<1,0,X21=\"\",\"\",Proforma!X21>=1,X27*X35*1000)","v":-6502134.6184932664},{"$f":"_xlfn.IFS(Y21<1,0,Y21=\"\",\"\",Proforma!Y21>=1,Y27*Y35*1000)","v":-6664687.9839555966},{"$f":"_xlfn.IFS(Z21<1,0,Z21=\"\",\"\",Proforma!Z21>=1,Z27*Z35*1000)","v":-6831305.1835544873},{"$f":"_xlfn.IFS(AA21<1,0,AA21=\"\",\"\",Proforma!AA21>=1,AA27*AA35*1000)","v":-7002087.8131433502},{"$f":"_xlfn.IFS(AB21<1,0,AB21=\"\",\"\",Proforma!AB21>=1,AB27*AB35*1000)","v":""},{"$f":"_xlfn.IFS(AC21<1,0,AC21=\"\",\"\",Proforma!AC21>=1,AC27*AC35*1000)","v":""},{"$f":"_xlfn.IFS(AD21<1,0,AD21=\"\",\"\",Proforma!AD21>=1,AD27*AD35*1000)","v":""},{"$f":"_xlfn.IFS(AE21<1,0,AE21=\"\",\"\",Proforma!AE21>=1,AE27*AE35*1000)","v":""},{"$f":"_xlfn.IFS(AF21<1,0,AF21=\"\",\"\",Proforma!AF21>=1,AF27*AF35*1000)","v":""}]
[null,null,"Total Operating Costs","($, Millions)",{"$f":"NPV('Inputs & Outputs'!$E$14,Proforma!F44:AF44)","v":-384990639.56710225},{"$f":"_xlfn.IFS(F21<1,0,F21=\"\",\"\",Proforma!F21>=1,SUM(F41:F43))","v":0},{"$f":"_xlfn.IFS(G21<1,0,G21=\"\",\"\",Proforma!G21>=1,SUM(G41:G43))","v":0},{"$f":"_xlfn.IFS(H21<1,0,H21=\"\",\"\",Proforma!H21>=1,SUM(H41:H43))","v":-49136899.999999955},{"$f":"_xlfn.IFS(I21<1,0,I21=\"\",\"\",Proforma!I21>=1,SUM(I41:I43))","v":-50576219.499999955},{"$f":"_xlfn.IFS(J21<1,0,J21=\"\",\"\",Proforma!J21>=1,SUM(J41:J43))","v":-52057848.897499949},{"$f":"_xlfn.IFS(K21<1,0,K21=\"\",\"\",Proforma!K21>=1,SUM(K41:K43))","v":-53583035.747237451},{"$f":"_xlfn.IFS(L21<1,0,L21=\"\",\"\",Proforma!L21>=1,SUM(L41:L43))","v":-55153064.487037376},{"$f":"_xlfn.IFS(M21<1,0,M21=\"\",\"\",Proforma!M21>=1,SUM(M41:M43))","v":-56769257.530715883},{"$f":"_xlfn.IFS(N21<1,0,N21=\"\",\"\",Proforma!N21>=1,SUM(N41:N43))","v":-58432976.393431425},{"$f":"_xlfn.IFS(O21<1,0,O21=\"\",\"\",Proforma!O21>=1,SUM(O41:O43))","v":-60145622.850448288},{"$f":"_xlfn.IFS(P21<1,0,P21=\"\",\"\",Proforma!P21>=1,SUM(P41:P43))","v":-61908640.130305998},{"$f":"_xlfn.IFS(Q21<1,0,Q21=\"\",\"\",Proforma!Q21>=1,SUM(Q41:Q43))","v":-63723514.143418051},{"$f":"_xlfn.IFS(R21<1,0,R21=\"\",\"\",Proforma!R21>=1,SUM(R41:R43))","v":-65591774.747153543},{"$f":"_xlfn.IFS(S21<1,0,S21=\"\",\"\",Proforma!S21>=1,SUM(S41:S43))","v":-67514997.048486918},{"$f":"_xlfn.IFS(T21<1,0,T21=\"\",\"\",Proforma!T21>=1,SUM(T41:T43))","v":-69494802.745333254},{"$f":"_xlfn.IFS(U21<1,0,U21=\"\",\"\",Proforma!U21>=1,SUM(U41:U43))","v":-71532861.507719785},{"$f":"_xlfn.IFS(V21<1,0,V21=\"\",\"\",Proforma!V21>=1,SUM(V41:V43))","v":-73630892.399978578},{"$f":"_xlfn.IFS(W21<1,0,W21=\"\",\"\",Proforma!W21>=1,SUM(W41:W43))","v":-75790665.345180809},{"$f":"_xlfn.IFS(X21<1,0,X21=\"\",\"\",Proforma!X21>=1,SUM(X41:X43))","v":-78014002.633069187},{"$f":"_xlfn.IFS(Y21<1,0,Y21=\"\",\"\",Proforma!Y21>=1,SUM(Y41:Y43))","v":-80302780.472782508},{"$f":"_xlfn.IFS(Z21<1,0,Z21=\"\",\"\",Proforma!Z21>=1,SUM(Z41:Z43))","v":-82658930.591705292},{"$f":"_xlfn.IFS(AA21<1,0,AA21=\"\",\"\",Proforma!AA21>=1,SUM(AA41:AA43))","v":-85084441.881814241},{"$f":"_xlfn.IFS(AB21<1,0,AB21=\"\",\"\",Proforma!AB21>=1,SUM(AB41:AB43))","v":""},{"$f":"_xlfn.IFS(AC21<1,0,AC21=\"\",\"\",Proforma!AC21>=1,SUM(AC41:AC43))","v":""},{"$f":"_xlfn.IFS(AD21<1,0,AD21=\"\",\"\",Proforma!AD21>=1,SUM(AD41:AD43))","v":""},{"$f":"_xlfn.IFS(AE21<1,0,AE21=\"\",\"\",Proforma!AE21>=1,SUM(AE41:AE43))","v":""},{"$f":"_xlfn.IFS(AF21<1,0,AF21=\"\",\"\",Proforma!AF21>=1,SUM(AF41:AF43))","v":""}]
[null,null,"EBITDA","($, Millions)",{"$f":"NPV('Inputs & Outputs'!$E$14,Proforma!F45:AF45)","v":102191826.43182312},{"$f":"_xlfn.IFS(F21<1,0,F21=\"\",\"\",Proforma!F21>=1,SUM(F40,F44))","v":0},{"$f":"_xlfn.IFS(G21<1,0,G21=\"\",\"\",Proforma!G21>=1,SUM(G40,G44))","v":0},{"$f":"_xlfn.IFS(H21<1,0,H21=\"\",\"\",Proforma!H21>=1,SUM(H40,H44))","v":26240819.906856641},{"$f":"_xlfn.IFS(I21<1,0,I21=\"\",\"\",Proforma!I21>=1,SUM(I40,I44))","v":24801500.406856641},{"$f":"_xlfn.IFS(J21<1,0,J21=\"\",\"\",Proforma!J21>=1,SUM(J40,J44))","v":23319871.009356648},{"$f":"_xlfn.IFS(K21<1,0,K21=\"\",\"\",Proforma!K21>=1,SUM(K40,K44))","v":21794684.159619145},{"$f":"_xlfn.IFS(L21<1,0,L21=\"\",\"\",Proforma!L21>=1,SUM(L40,L44))","v":20224655.419819221},{"$f":"_xlfn.IFS(M21<1,0,M21=\"\",\"\",Proforma!M21>=1,SUM(M40,M44))","v":18608462.376140714},{"$f":"_xlfn.IFS(N21<1,0,N21=\"\",\"\",Proforma!N21>=1,SUM(N40,N44))","v":16944743.513425171},{"$f":"_xlfn.IFS(O21<1,0,O21=\"\",\"\",Proforma!O21>=1,SUM(O40,O44))","v":15232097.056408308},{"$f":"_xlfn.IFS(P21<1,0,P21=\"\",\"\",Proforma!P21>=1,SUM(P40,P44))","v":13469079.776550598},{"$f":"_xlfn.IFS(Q21<1,0,Q21=\"\",\"\",Proforma!Q21>=1,SUM(Q40,Q44))","v":11654205.763438545},{"$f":"_xlfn.IFS(R21<1,0,R21=\"\",\"\",Proforma!R21>=1,SUM(R40,R44))","v":9785945.1597030535},{"$f":"_xlfn.IFS(S21<1,0,S21=\"\",\"\",Proforma!S21>=1,SUM(S40,S44))","v":7862722.8583696783},{"$f":"_xlfn.IFS(T21<1,0,T21=\"\",\"\",Proforma!T21>=1,SUM(T40,T44))","v":5882917.1615233421},{"$f":"_xlfn.IFS(U21<1,0,U21=\"\",\"\",Proforma!U21>=1,SUM(U40,U44))","v":3844858.3991368115},{"$f":"_xlfn.IFS(V21<1,0,V21=\"\",\"\",Proforma!V21>=1,SUM(V40,V44))","v":1746827.5068780184},{"$f":"_xlfn.IFS(W21<1,0,W21=\"\",\"\",Proforma!W21>=1,SUM(W40,W44))","v":-412945.43832421303},{"$f":"_xlfn.IFS(X21<1,0,X21=\"\",\"\",Proforma!X21>=1,SUM(X40,X44))","v":-2636282.7262125909},{"$f":"_xlfn.IFS(Y21<1,0,Y21=\"\",\"\",Proforma!Y21>=1,SUM(Y40,Y44))","v":-4925060.5659259111},{"$f":"_xlfn.IFS(Z21<1,0,Z21=\"\",\"\",Proforma!Z21>=1,SUM(Z40,Z44))","v":-7281210.684848696},{"$f":"_xlfn.IFS(AA21<1,0,AA21=\"\",\"\",Proforma!AA21>=1,SUM(AA40,AA44))","v":-9706721.9749576449},{"$f":"_xlfn.IFS(AB21<1,0,AB21=\"\",\"\",Proforma!AB21>=1,SUM(AB40,AB44))","v":""},{"$f":"_xlfn.IFS(AC21<1,0,AC21=\"\",\"\",Proforma!AC21>=1,SUM(AC40,AC44))","v":""},{"$f":"_xlfn.IFS(AD21<1,0,AD21=\"\",\"\",Proforma!AD21>=1,SUM(AD40,AD44))","v":""},{"$f":"_xlfn.IFS(AE21<1,0,AE21=\"\",\"\",Proforma!AE21>=1,SUM(AE40,AE44))","v":""},{"$f":"_xlfn.IFS(AF21<1,0,AF21=\"\",\"\",Proforma!AF21>=1,SUM(AF40,AF44))","v":""}]
[]
[null,null,"Debt Outstanding - Start of Period","($, Millions)",null,{"$f":"_xlfn.IFS(F21<1,0,F21=\"\",\"\",Proforma!F21=1,SUM($F$60:$AF$60),F21>1,E47+E49)","v":0},{"$f":"_xlfn.IFS(G21<1,0,G21=\"\",\"\",Proforma!G21=1,SUM($F$60:$AF$60),G21>1,F47+F49)","v":0},{"$f":"_xlfn.IFS(H21<1,0,H21=\"\",\"\",Proforma!H21=1,SUM($F$60:$AF$60),H21>1,G47+G49)","v":109524100},{"$f":"_xlfn.IFS(I21<1,0,I21=\"\",\"\",Proforma!I21=1,SUM($F$60:$AF$60),I21>1,H47+H49)","v":106994948.49444138},{"$f":"_xlfn.IFS(J21<1,0,J21=\"\",\"\",Proforma!J21=1,SUM($F$60:$AF$60),J21>1,I47+I49)","v":104276110.62596585},{"$f":"_xlfn.IFS(K21<1,0,K21=\"\",\"\",Proforma!K21=1,SUM($F$60:$AF$60),K21>1,J47+J49)","v":101353359.91735466},{"$f":"_xlfn.IFS(L21<1,0,L21=\"\",\"\",Proforma!L21=1,SUM($F$60:$AF$60),L21>1,K47+K49)","v":98211402.905597627},{"$f":"_xlfn.IFS(M21<1,0,M21=\"\",\"\",Proforma!M21=1,SUM($F$60:$AF$60),M21>1,L47+L49)","v":94833799.117958814},{"$f":"_xlfn.IFS(N21<1,0,N21=\"\",\"\",Proforma!N21=1,SUM($F$60:$AF$60),N21>1,M47+M49)","v":91202875.046247095},{"$f":"_xlfn.IFS(O21<1,0,O21=\"\",\"\",Proforma!O21=1,SUM($F$60:$AF$60),O21>1,N47+N49)","v":87299631.669156998},{"$f":"_xlfn.IFS(P21<1,0,P21=\"\",\"\",Proforma!P21=1,SUM($F$60:$AF$60),P21>1,O47+O49)","v":83103645.038785145},{"$f":"_xlfn.IFS(Q21<1,0,Q21=\"\",\"\",Proforma!Q21=1,SUM($F$60:$AF$60),Q21>1,P47+P49)","v":78592959.411135405},{"$f":"_xlfn.IFS(R21<1,0,R21=\"\",\"\",Proforma!R21=1,SUM($F$60:$AF$60),R21>1,Q47+Q49)","v":73743972.361411929},{"$f":"_xlfn.IFS(S21<1,0,S21=\"\",\"\",Proforma!S21=1,SUM($F$60:$AF$60),S21>1,R47+R49)","v":68531311.282959193},{"$f":"_xlfn.IFS(T21<1,0,T21=\"\",\"\",Proforma!T21=1,SUM($F$60:$AF$60),T21>1,S47+S49)","v":62927700.623622507},{"$f":"_xlfn.IFS(U21<1,0,U21=\"\",\"\",Proforma!U21=1,SUM($F$60:$AF$60),U21>1,T47+T49)","v":56903819.164835565},{"$f":"_xlfn.IFS(V21<1,0,V21=\"\",\"\",Proforma!V21=1,SUM($F$60:$AF$60),V21>1,U47+U49)","v":50428146.596639603},{"$f":"_xlfn.IFS(W21<1,0,W21=\"\",\"\",Proforma!W21=1,SUM($F$60:$AF$60),W21>1,V47+V49)","v":43466798.585828945},{"$f":"_xlfn.IFS(X21<1,0,X21=\"\",\"\",Proforma!X21=1,SUM($F$60:$AF$60),X21>1,W47+W49)","v":35983349.474207491},{"$f":"_xlfn.IFS(Y21<1,0,Y21=\"\",\"\",Proforma!Y21=1,SUM($F$60:$AF$60),Y21>1,X47+X49)","v":27938641.679214425},{"$f":"_xlfn.IFS(Z21<1,0,Z21=\"\",\"\",Proforma!Z21=1,SUM($F$60:$AF$60),Z21>1,Y47+Y49)","v":19290580.799596876},{"$f":"_xlfn.IFS(AA21<1,0,AA21=\"\",\"\",Proforma!AA21=1,SUM($F$60:$AF$60),AA21>1,Z47+Z49)","v":9993915.3540080115},{"$f":"_xlfn.IFS(AB21<1,0,AB21=\"\",\"\",Proforma!AB21=1,SUM($F$60:$AF$60),AB21>1,AA47+AA49)","v":""},{"$f":"_xlfn.IFS(AC21<1,0,AC21=\"\",\"\",Proforma!AC21=1,SUM($F$60:$AF$60),AC21>1,AB47+AB49)","v":""},{"$f":"_xlfn.IFS(AD21<1,0,AD21=\"\",\"\",Proforma!AD21=1,SUM($F$60:$AF$60),AD21>1,AC47+AC49)","v":""},{"$f":"_xlfn.IFS(AE21<1,0,AE21=\"\",\"\",Proforma!AE21=1,SUM($F$60:$AF$60),AE21>1,AD47+AD49)","v":""},{"$f":"_xlfn.IFS(AF21<1,0,AF21=\"\",\"\",Proforma!AF21=1,SUM($F$60:$AF$60),AF21>1,AE47+AE49)","v":""}]
[null,null,"Interest Expense","($, Millions)",{"$f":"NPV('Inputs & Outputs'!$E$14,Proforma!F48:AF48)","v":-41689121.053352349},{"$f":"_xlfn.IFS(F21<1,0,F21=\"\",\"\",Proforma!F21>=1,IPMT('Inputs & Outputs'!$E$13,Proforma!F21,'Inputs & Outputs'!$E$16,SUM($F$60:$AF$60)))","v":0},{"$f":"_xlfn.IFS(G21<1,0,G21=\"\",\"\",Proforma!G21>=1,IPMT('Inputs & Outputs'!$E$13,Proforma!G21,'Inputs & Outputs'!$E$16,SUM($F$60:$AF$60)))","v":0},{"$f":"_xlfn.IFS(H21<1,0,H21=\"\",\"\",Proforma!H21>=1,IPMT('Inputs & Outputs'!$E$13,Proforma!H21,'Inputs & Outputs'!$E$16,SUM($F$60:$AF$60)))","v":-8214307.5000000009},{"$f":"_xlfn.IFS(I21<1,0,I21=\"\",\"\",Proforma!I21>=1,IPMT('Inputs & Outputs'!$E$13,Proforma!I21,'Inputs & Outputs'!$E$16,SUM($F$60:$AF$60)))","v":-8024621.1370831039},{"$f":"_xlfn.IFS(J21<1,0,J21=\"\",\"\",Proforma!J21>=1,IPMT('Inputs & Outputs'!$E$13,Proforma!J21,'Inputs & Outputs'!$E$16,SUM($F$60:$AF$60)))","v":-7820708.2969474392},{"$f":"_xlfn.IFS(K21<1,0,K21=\"\",\"\",Proforma!K21>=1,IPMT('Inputs & Outputs'!$E$13,Proforma!K21,'Inputs & Outputs'!$E$16,SUM($F$60:$AF$60)))","v":-7601501.9938015994},{"$f":"_xlfn.IFS(L21<1,0,L21=\"\",\"\",Proforma!L21>=1,IPMT('Inputs & Outputs'!$E$13,Proforma!L21,'Inputs & Outputs'!$E$16,SUM($F$60:$AF$60)))","v":-7365855.2179198228},{"$f":"_xlfn.IFS(M21<1,0,M21=\"\",\"\",Proforma!M21>=1,IPMT('Inputs & Outputs'!$E$13,Proforma!M21,'Inputs & Outputs'!$E$16,SUM($F$60:$AF$60)))","v":-7112534.9338469123},{"$f":"_xlfn.IFS(N21<1,0,N21=\"\",\"\",Proforma!N21>=1,IPMT('Inputs & Outputs'!$E$13,Proforma!N21,'Inputs & Outputs'!$E$16,SUM($F$60:$AF$60)))","v":-6840215.628468533},{"$f":"_xlfn.IFS(O21<1,0,O21=\"\",\"\",Proforma!O21>=1,IPMT('Inputs & Outputs'!$E$13,Proforma!O21,'Inputs & Outputs'!$E$16,SUM($F$60:$AF$60)))","v":-6547472.3751867758},{"$f":"_xlfn.IFS(P21<1,0,P21=\"\",\"\",Proforma!P21>=1,IPMT('Inputs & Outputs'!$E$13,Proforma!P21,'Inputs & Outputs'!$E$16,SUM($F$60:$AF$60)))","v":-6232773.3779088883},{"$f":"_xlfn.IFS(Q21<1,0,Q21=\"\",\"\",Proforma!Q21>=1,IPMT('Inputs & Outputs'!$E$13,Proforma!Q21,'Inputs & Outputs'!$E$16,SUM($F$60:$AF$60)))","v":-5894471.9558351561},{"$f":"_xlfn.IFS(R21<1,0,R21=\"\",\"\",Proforma!R21>=1,IPMT('Inputs & Outputs'!$E$13,Proforma!R21,'Inputs & Outputs'!$E$16,SUM($F$60:$AF$60)))","v":-5530797.9271058952},{"$f":"_xlfn.IFS(S21<1,0,S21=\"\",\"\",Proforma!S21>=1,IPMT('Inputs & Outputs'!$E$13,Proforma!S21,'Inputs & Outputs'!$E$16,SUM($F$60:$AF$60)))","v":-5139848.3462219406},{"$f":"_xlfn.IFS(T21<1,0,T21=\"\",\"\",Proforma!T21>=1,IPMT('Inputs & Outputs'!$E$13,Proforma!T21,'Inputs & Outputs'!$E$16,SUM($F$60:$AF$60)))","v":-4719577.5467716893},{"$f":"_xlfn.IFS(U21<1,0,U21=\"\",\"\",Proforma!U21>=1,IPMT('Inputs & Outputs'!$E$13,Proforma!U21,'Inputs & Outputs'!$E$16,SUM($F$60:$AF$60)))","v":-4267786.4373626681},{"$f":"_xlfn.IFS(V21<1,0,V21=\"\",\"\",Proforma!V21>=1,IPMT('Inputs & Outputs'!$E$13,Proforma!V21,'Inputs & Outputs'!$E$16,SUM($F$60:$AF$60)))","v":-3782110.9947479712},{"$f":"_xlfn.IFS(W21<1,0,W21=\"\",\"\",Proforma!W21>=1,IPMT('Inputs & Outputs'!$E$13,Proforma!W21,'Inputs & Outputs'!$E$16,SUM($F$60:$AF$60)))","v":-3260009.8939371719},{"$f":"_xlfn.IFS(X21<1,0,X21=\"\",\"\",Proforma!X21>=1,IPMT('Inputs & Outputs'!$E$13,Proforma!X21,'Inputs & Outputs'!$E$16,SUM($F$60:$AF$60)))","v":-2698751.2105655633},{"$f":"_xlfn.IFS(Y21<1,0,Y21=\"\",\"\",Proforma!Y21>=1,IPMT('Inputs & Outputs'!$E$13,Proforma!Y21,'Inputs & Outputs'!$E$16,SUM($F$60:$AF$60)))","v":-2095398.1259410824},{"$f":"_xlfn.IFS(Z21<1,0,Z21=\"\",\"\",Proforma!Z21>=1,IPMT('Inputs & Outputs'!$E$13,Proforma!Z21,'Inputs & Outputs'!$E$16,SUM($F$60:$AF$60)))","v":-1446793.5599697668},{"$f":"_xlfn.IFS(AA21<1,0,AA21=\"\",\"\",Proforma!AA21>=1,IPMT('Inputs & Outputs'!$E$13,Proforma!AA21,'Inputs & Outputs'!$E$16,SUM($F$60:$AF$60)))","v":-749543.65155060205},{"$f":"_xlfn.IFS(AB21<1,0,AB21=\"\",\"\",Proforma!AB21>=1,IPMT('Inputs & Outputs'!$E$13,Proforma!AB21,'Inputs & Outputs'!$E$16,SUM($F$60:$AF$60)))","v":""},{"$f":"_xlfn.IFS(AC21<1,0,AC21=\"\",\"\",Proforma!AC21>=1,IPMT('Inputs & Outputs'!$E$13,Proforma!AC21,'Inputs & Outputs'!$E$16,SUM($F$60:$AF$60)))","v":""},{"$f":"_xlfn.IFS(AD21<1,0,AD21=\"\",\"\",Proforma!AD21>=1,IPMT('Inputs & Outputs'!$E$13,Proforma!AD21,'Inputs & Outputs'!$E$16,SUM($F$60:$AF$60)))","v":""},{"$f":"_xlfn.IFS(AE21<1,0,AE21=\"\",\"\",Proforma!AE21>=1,IPMT('Inputs & Outputs'!$E$13,Proforma!AE21,'Inputs & Outputs'!$E$16,SUM($F$60:$AF$60)))","v":""},{"$f":"_xlfn.IFS(AF21<1,0,AF21=\"\",\"\",Proforma!AF21>=1,IPMT('Inputs & Outputs'!$E$13,Proforma!AF21,'Inputs & Outputs'!$E$16,SUM($F$60:$AF$60)))","v":""}]
[null,null,"Principal Payment","($, Millions)",{"$f":"NPV('Inputs & Outputs'!$E$14,Proforma!F49:AF49)","v":-27748172.329281688},{"$f":"_xlfn.IFS(F21<1,0,F21=\"\",\"\",Proforma!F21>=1,PPMT('Inputs & Outputs'!$E$13,Proforma!F21,'Inputs & Outputs'!$E$16,SUM($F$60:$AF$60)))","v":0},{"$f":"_xlfn.IFS(G21<1,0,G21=\"\",\"\",Proforma!G21>=1,PPMT('Inputs & Outputs'!$E$13,Proforma!G21,'Inputs & Outputs'!$E$16,SUM($F$60:$AF$60)))","v":0},{"$f":"_xlfn.IFS(H21<1,0,H21=\"\",\"\",Proforma!H21>=1,PPMT('Inputs & Outputs'!$E$13,Proforma!H21,'Inputs & Outputs'!$E$16,SUM($F$60:$AF$60)))","v":-2529151.5055586291},{"$f":"_xlfn.IFS(I21<1,0,I21=\"\",\"\",Proforma!I21>=1,PPMT('Inputs & Outputs'!$E$13,Proforma!I21,'Inputs & Outputs'!$E$16,SUM($F$60:$AF$60)))","v":-2718837.8684755256},{"$f":"_xlfn.IFS(J21<1,0,J21=\"\",\"\",Proforma!J21>=1,PPMT('Inputs & Outputs'!$E$13,Proforma!J21,'Inputs & Outputs'!$E$16,SUM($F$60:$AF$60)))","v":-2922750.7086111908},{"$f":"_xlfn.IFS(K21<1,0,K21=\"\",\"\",Proforma!K21>=1,PPMT('Inputs & Outputs'!$E$13,Proforma!K21,'Inputs & Outputs'!$E$16,SUM($F$60:$AF$60)))","v":-3141957.0117570302},{"$f":"_xlfn.IFS(L21<1,0,L21=\"\",\"\",Proforma!L21>=1,PPMT('Inputs & Outputs'!$E$13,Proforma!L21,'Inputs & Outputs'!$E$16,SUM($F$60:$AF$60)))","v":-3377603.7876388072},{"$f":"_xlfn.IFS(M21<1,0,M21=\"\",\"\",Proforma!M21>=1,PPMT('Inputs & Outputs'!$E$13,Proforma!M21,'Inputs & Outputs'!$E$16,SUM($F$60:$AF$60)))","v":-3630924.0717117176},{"$f":"_xlfn.IFS(N21<1,0,N21=\"\",\"\",Proforma!N21>=1,PPMT('Inputs & Outputs'!$E$13,Proforma!N21,'Inputs & Outputs'!$E$16,SUM($F$60:$AF$60)))","v":-3903243.3770900965},{"$f":"_xlfn.IFS(O21<1,0,O21=\"\",\"\",Proforma!O21>=1,PPMT('Inputs & Outputs'!$E$13,Proforma!O21,'Inputs & Outputs'!$E$16,SUM($F$60:$AF$60)))","v":-4195986.6303718537},{"$f":"_xlfn.IFS(P21<1,0,P21=\"\",\"\",Proforma!P21>=1,PPMT('Inputs & Outputs'!$E$13,Proforma!P21,'Inputs & Outputs'!$E$16,SUM($F$60:$AF$60)))","v":-4510685.6276497431},{"$f":"_xlfn.IFS(Q21<1,0,Q21=\"\",\"\",Proforma!Q21>=1,PPMT('Inputs & Outputs'!$E$13,Proforma!Q21,'Inputs & Outputs'!$E$16,SUM($F$60:$AF$60)))","v":-4848987.0497234724},{"$f":"_xlfn.IFS(R21<1,0,R21=\"\",\"\",Proforma!R21>=1,PPMT('Inputs & Outputs'!$E$13,Proforma!R21,'Inputs & Outputs'!$E$16,SUM($F$60:$AF$60)))","v":-5212661.0784527343},{"$f":"_xlfn.IFS(S21<1,0,S21=\"\",\"\",Proforma!S21>=1,PPMT('Inputs & Outputs'!$E$13,Proforma!S21,'Inputs & Outputs'!$E$16,SUM($F$60:$AF$60)))","v":-5603610.6593366889},{"$f":"_xlfn.IFS(T21<1,0,T21=\"\",\"\",Proforma!T21>=1,PPMT('Inputs & Outputs'!$E$13,Proforma!T21,'Inputs & Outputs'!$E$16,SUM($F$60:$AF$60)))","v":-6023881.4587869393},{"$f":"_xlfn.IFS(U21<1,0,U21=\"\",\"\",Proforma!U21>=1,PPMT('Inputs & Outputs'!$E$13,Proforma!U21,'Inputs & Outputs'!$E$16,SUM($F$60:$AF$60)))","v":-6475672.5681959623},{"$f":"_xlfn.IFS(V21<1,0,V21=\"\",\"\",Proforma!V21>=1,PPMT('Inputs & Outputs'!$E$13,Proforma!V21,'Inputs & Outputs'!$E$16,SUM($F$60:$AF$60)))","v":-6961348.0108106583},{"$f":"_xlfn.IFS(W21<1,0,W21=\"\",\"\",Proforma!W21>=1,PPMT('Inputs & Outputs'!$E$13,Proforma!W21,'Inputs & Outputs'!$E$16,SUM($F$60:$AF$60)))","v":-7483449.1116214572},{"$f":"_xlfn.IFS(X21<1,0,X21=\"\",\"\",Proforma!X21>=1,PPMT('Inputs & Outputs'!$E$13,Proforma!X21,'Inputs & Outputs'!$E$16,SUM($F$60:$AF$60)))","v":-8044707.7949930672},{"$f":"_xlfn.IFS(Y21<1,0,Y21=\"\",\"\",Proforma!Y21>=1,PPMT('Inputs & Outputs'!$E$13,Proforma!Y21,'Inputs & Outputs'!$E$16,SUM($F$60:$AF$60)))","v":-8648060.8796175476},{"$f":"_xlfn.IFS(Z21<1,0,Z21=\"\",\"\",Proforma!Z21>=1,PPMT('Inputs & Outputs'!$E$13,Proforma!Z21,'Inputs & Outputs'!$E$16,SUM($F$60:$AF$60)))","v":-9296665.4455888644},{"$f":"_xlfn.IFS(AA21<1,0,AA21=\"\",\"\",Proforma!AA21>=1,PPMT('Inputs & Outputs'!$E$13,Proforma!AA21,'Inputs & Outputs'!$E$16,SUM($F$60:$AF$60)))","v":-9993915.3540080264},{"$f":"_xlfn.IFS(AB21<1,0,AB21=\"\",\"\",Proforma!AB21>=1,PPMT('Inputs & Outputs'!$E$13,Proforma!AB21,'Inputs & Outputs'!$E$16,SUM($F$60:$AF$60)))","v":""},{"$f":"_xlfn.IFS(AC21<1,0,AC21=\"\",\"\",Proforma!AC21>=1,PPMT('Inputs & Outputs'!$E$13,Proforma!AC21,'Inputs & Outputs'!$E$16,SUM($F$60:$AF$60)))","v":""},{"$f":"_xlfn.IFS(AD21<1,0,AD21=\"\",\"\",Proforma!AD21>=1,PPMT('Inputs & Outputs'!$E$13,Proforma!AD21,'Inputs & Outputs'!$E$16,SUM($F$60:$AF$60)))","v":""},{"$f":"_xlfn.IFS(AE21<1,0,AE21=\"\",\"\",Proforma!AE21>=1,PPMT('Inputs & Outputs'!$E$13,Proforma!AE21,'Inputs & Outputs'!$E$16,SUM($F$60:$AF$60)))","v":""},{"$f":"_xlfn.IFS(AF21<1,0,AF21=\"\",\"\",Proforma!AF21>=1,PPMT('Inputs & Outputs'!$E$13,Proforma!AF21,'Inputs & Outputs'!$E$16,SUM($F$60:$AF$60)))","v":""}]
[null,null,"Debt Service","($, Millions)",{"$f":"NPV('Inputs & Outputs'!$E$14,Proforma!F50:AF50)","v":-69437293.382634059},{"$f":"_xlfn.IFS(F21<1,0,F21=\"\",\"\",Proforma!F21>=1,SUM(F48:F49))","v":0},{"$f":"_xlfn.IFS(G21<1,0,G21=\"\",\"\",Proforma!G21>=1,SUM(G48:G49))","v":0},{"$f":"_xlfn.IFS(H21<1,0,H21=\"\",\"\",Proforma!H21>=1,SUM(H48:H49))","v":-10743459.00555863},{"$f":"_xlfn.IFS(I21<1,0,I21=\"\",\"\",Proforma!I21>=1,SUM(I48:I49))","v":-10743459.005558629},{"$f":"_xlfn.IFS(J21<1,0,J21=\"\",\"\",Proforma!J21>=1,SUM(J48:J49))","v":-10743459.00555863},{"$f":"_xlfn.IFS(K21<1,0,K21=\"\",\"\",Proforma!K21>=1,SUM(K48:K49))","v":-10743459.005558629},{"$f":"_xlfn.IFS(L21<1,0,L21=\"\",\"\",Proforma!L21>=1,SUM(L48:L49))","v":-10743459.00555863},{"$f":"_xlfn.IFS(M21<1,0,M21=\"\",\"\",Proforma!M21>=1,SUM(M48:M49))","v":-10743459.00555863},{"$f":"_xlfn.IFS(N21<1,0,N21=\"\",\"\",Proforma!N21>=1,SUM(N48:N49))","v":-10743459.005558629},{"$f":"_xlfn.IFS(O21<1,0,O21=\"\",\"\",Proforma!O21>=1,SUM(O48:O49))","v":-10743459.005558629},{"$f":"_xlfn.IFS(P21<1,0,P21=\"\",\"\",Proforma!P21>=1,SUM(P48:P49))","v":-10743459.005558632},{"$f":"_xlfn.IFS(Q21<1,0,Q21=\"\",\"\",Proforma!Q21>=1,SUM(Q48:Q49))","v":-10743459.005558629},{"$f":"_xlfn.IFS(R21<1,0,R21=\"\",\"\",Proforma!R21>=1,SUM(R48:R49))","v":-10743459.005558629},{"$f":"_xlfn.IFS(S21<1,0,S21=\"\",\"\",Proforma!S21>=1,SUM(S48:S49))","v":-10743459.005558629},{"$f":"_xlfn.IFS(T21<1,0,T21=\"\",\"\",Proforma!T21>=1,SUM(T48:T49))","v":-10743459.005558629},{"$f":"_xlfn.IFS(U21<1,0,U21=\"\",\"\",Proforma!U21>=1,SUM(U48:U49))","v":-10743459.00555863},{"$f":"_xlfn.IFS(V21<1,0,V21=\"\",\"\",Proforma!V21>=1,SUM(V48:V49))","v":-10743459.005558629},{"$f":"_xlfn.IFS(W21<1,0,W21=\"\",\"\",Proforma!W21>=1,SUM(W48:W49))","v":-10743459.005558629},{"$f":"_xlfn.IFS(X21<1,0,X21=\"\",\"\",Proforma!X21>=1,SUM(X48:X49))","v":-10743459.00555863},{"$f":"_xlfn.IFS(Y21<1,0,Y21=\"\",\"\",Proforma!Y21>=1,SUM(Y48:Y49))","v":-10743459.00555863},{"$f":"_xlfn.IFS(Z21<1,0,Z21=\"\",\"\",Proforma!Z21>=1,SUM(Z48:Z49))","v":-10743459.00555863},{"$f":"_xlfn.IFS(AA21<1,0,AA21=\"\",\"\",Proforma!AA21>=1,SUM(AA48:AA49))","v":-10743459.005558629},{"$f":"_xlfn.IFS(AB21<1,0,AB21=\"\",\"\",Proforma!AB21>=1,SUM(AB48:AB49))","v":""},{"$f":"_xlfn.IFS(AC21<1,0,AC21=\"\",\"\",Proforma!AC21>=1,SUM(AC48:AC49))","v":""},{"$f":"_xlfn.IFS(AD21<1,0,AD21=\"\",\"\",Proforma!AD21>=1,SUM(AD48:AD49))","v":""},{"$f":"_xlfn.IFS(AE21<1,0,AE21=\"\",\"\",Proforma!AE21>=1,SUM(AE48:AE49))","v":""},{"$f":"_xlfn.IFS(AF21<1,0,AF21=\"\",\"\",Proforma!AF21>=1,SUM(AF48:AF49))","v":""}]
[]
[null,null,"Depreciation Schedule","(%)",null,{"$f":"IFERROR(_xlfn.IFS(F21<1,\"\",F21=\"\",\"\",Proforma!F21>=1,INDEX('Inputs & Outputs'!$E$24:$E$29,MATCH(Proforma!F21,'Inputs & Outputs'!$D$24:$D$29,0))),0)","v":""},{"$f":"IFERROR(_xlfn.IFS(G21<1,\"\",G21=\"\",\"\",Proforma!G21>=1,INDEX('Inputs & Outputs'!$E$24:$E$29,MATCH(Proforma!G21,'Inputs & Outputs'!$D$24:$D$29,0))),0)","v":""},{"$f":"IFERROR(_xlfn.IFS(H21<1,\"\",H21=\"\",\"\",Proforma!H21>=1,INDEX('Inputs & Outputs'!$E$24:$E$29,MATCH(Proforma!H21,'Inputs & Outputs'!$D$24:$D$29,0))),0)","v":0.2},{"$f":"IFERROR(_xlfn.IFS(I21<1,\"\",I21=\"\",\"\",Proforma!I21>=1,INDEX('Inputs & Outputs'!$E$24:$E$29,MATCH(Proforma!I21,'Inputs & Outputs'!$D$24:$D$29,0))),0)","v":0.32},{"$f":"IFERROR(_xlfn.IFS(J21<1,\"\",J21=\"\",\"\",Proforma!J21>=1,INDEX('Inputs & Outputs'!$E$24:$E$29,MATCH(Proforma!J21,'Inputs & Outputs'!$D$24:$D$29,0))),0)","v":0.192},{"$f":"IFERROR(_xlfn.IFS(K21<1,\"\",K21=\"\",\"\",Proforma!K21>=1,INDEX('Inputs & Outputs'!$E$24:$E$29,MATCH(Proforma!K21,'Inputs & Outputs'!$D$24:$D$29,0))),0)","v":0.1152},{"$f":"IFERROR(_xlfn.IFS(L21<1,\"\",L21=\"\",\"\",Proforma!L21>=1,INDEX('Inputs & Outputs'!$E$24:$E$29,MATCH(Proforma!L21,'Inputs & Outputs'!$D$24:$D$29,0))),0)","v":0.1152},{"$f":"IFERROR(_xlfn.IFS(M21<1,\"\",M21=\"\",\"\",Proforma!M21>=1,INDEX('Inputs & Outputs'!$E$24:$E$29,MATCH(Proforma!M21,'Inputs & Outputs'!$D$24:$D$29,0))),0)","v":5.7599999999999998E-2},{"$f":"IFERROR(_xlfn.IFS(N21<1,\"\",N21=\"\",\"\",Proforma!N21>=1,INDEX('Inputs & Outputs'!$E$24:$E$29,MATCH(Proforma!N21,'Inputs & Outputs'!$D$24:$D$29,0))),0)","v":0},{"$f":"IFERROR(_xlfn.IFS(O21<1,\"\",O21=\"\",\"\",Proforma!O21>=1,INDEX('Inputs & Outputs'!$E$24:$E$29,MATCH(Proforma!O21,'Inputs & Outputs'!$D$24:$D$29,0))),0)","v":0},{"$f":"IFERROR(_xlfn.IFS(P21<1,\"\",P21=\"\",\"\",Proforma!P21>=1,INDEX('Inputs & Outputs'!$E$24:$E$29,MATCH(Proforma!P21,'Inputs & Outputs'!$D$24:$D$29,0))),0)","v":0},{"$f":"IFERROR(_xlfn.IFS(Q21<1,\"\",Q21=\"\",\"\",Proforma!Q21>=1,INDEX('Inputs & Outputs'!$E$24:$E$29,MATCH(Proforma!Q21,'Inputs & Outputs'!$D$24:$D$29,0))),0)","v":0},{"$f":"IFERROR(_xlfn.IFS(R21<1,\"\",R21=\"\",\"\",Proforma!R21>=1,INDEX('Inputs & Outputs'!$E$24:$E$29,MATCH(Proforma!R21,'Inputs & Outputs'!$D$24:$D$29,0))),0)","v":0},{"$f":"IFERROR(_xlfn.IFS(S21<1,\"\",S21=\"\",\"\",Proforma!S21>=1,INDEX('Inputs & Outputs'!$E$24:$E$29,MATCH(Proforma!S21,'Inputs & Outputs'!$D$24:$D$29,0))),0)","v":0},{"$f":"IFERROR(_xlfn.IFS(T21<1,\"\",T21=\"\",\"\",Proforma!T21>=1,INDEX('Inputs & Outputs'!$E$24:$E$29,MATCH(Proforma!T21,'Inputs & Outputs'!$D$24:$D$29,0))),0)","v":0},{"$f":"IFERROR(_xlfn.IFS(U21<1,\"\",U21=\"\",\"\",Proforma!U21>=1,INDEX('Inputs & Outputs'!$E$24:$E$29,MATCH(Proforma!U21,'Inputs & Outputs'!$D$24:$D$29,0))),0)","v":0},{"$f":"IFERROR(_xlfn.IFS(V21<1,\"\",V21=\"\",\"\",Proforma!V21>=1,INDEX('Inputs & Outputs'!$E$24:$E$29,MATCH(Proforma!V21,'Inputs & Outputs'!$D$24:$D$29,0))),0)","v":0},{"$f":"IFERROR(_xlfn.IFS(W21<1,\"\",W21=\"\",\"\",Proforma!W21>=1,INDEX('Inputs & Outputs'!$E$24:$E$29,MATCH(Proforma!W21,'Inputs & Outputs'!$D$24:$D$29,0))),0)","v":0},{"$f":"IFERROR(_xlfn.IFS(X21<1,\"\",X21=\"\",\"\",Proforma!X21>=1,INDEX('Inputs & Outputs'!$E$24:$E$29,MATCH(Proforma!X21,'Inputs & Outputs'!$D$24:$D$29,0))),0)","v":0},{"$f":"IFERROR(_xlfn.IFS(Y21<1,\"\",Y21=\"\",\"\",Proforma!Y21>=1,INDEX('Inputs & Outputs'!$E$24:$E$29,MATCH(Proforma!Y21,'Inputs & Outputs'!$D$24:$D$29,0))),0)","v":0},{"$f":"IFERROR(_xlfn.IFS(Z21<1,\"\",Z21=\"\",\"\",Proforma!Z21>=1,INDEX('Inputs & Outputs'!$E$24:$E$29,MATCH(Proforma!Z21,'Inputs & Outputs'!$D$24:$D$29,0))),0)","v":0},{"$f":"IFERROR(_xlfn.IFS(AA21<1,\"\",AA21=\"\",\"\",Proforma!AA21>=1,INDEX('Inputs & Outputs'!$E$24:$E$29,MATCH(Proforma!AA21,'Inputs & Outputs'!$D$24:$D$29,0))),0)","v":0},{"$f":"IFERROR(_xlfn.IFS(AB21<1,\"\",AB21=\"\",\"\",Proforma!AB21>=1,INDEX('Inputs & Outputs'!$E$24:$E$29,MATCH(Proforma!AB21,'Inputs & Outputs'!$D$24:$D$29,0))),0)","v":""},{"$f":"IFERROR(_xlfn.IFS(AC21<1,\"\",AC21=\"\",\"\",Proforma!AC21>=1,INDEX('Inputs & Outputs'!$E$24:$E$29,MATCH(Proforma!AC21,'Inputs & Outputs'!$D$24:$D$29,0))),0)","v":""},{"$f":"IFERROR(_xlfn.IFS(AD21<1,\"\",AD21=\"\",\"\",Proforma!AD21>=1,INDEX('Inputs & Outputs'!$E$24:$E$29,MATCH(Proforma!AD21,'Inputs & Outputs'!$D$24:$D$29,0))),0)","v":""},{"$f":"IFERROR(_xlfn.IFS(AE21<1,\"\",AE21=\"\",\"\",Proforma!AE21>=1,INDEX('Inputs & Outputs'!$E$24:$E$29,MATCH(Proforma!AE21,'Inputs & Outputs'!$D$24:$D$29,0))),0)","v":""},{"$f":"IFERROR(_xlfn.IFS(AF21<1,\"\",AF21=\"\",\"\",Proforma!AF21>=1,INDEX('Inputs & Outputs'!$E$24:$E$29,MATCH(Proforma!AF21,'Inputs & Outputs'!$D$24:$D$29,0))),0)","v":""}]
[null,null,"Depreciation (MACRS)","($, Millions)",{"$f":"NPV('Inputs & Outputs'!$E$14,Proforma!F53:AF53)","v":-95919123.070330232},{"$f":"_xlfn.IFS(F21<1,0,F21=\"\",\"\",Proforma!F21>=1,-(Costs!$F$46-(Costs!$F$46*Costs!$G$46*'Inputs & Outputs'!$E$17)/2)*F52)","v":0},{"$f":"_xlfn.IFS(G21<1,0,G21=\"\",\"\",Proforma!G21>=1,-(Costs!$F$46-(Costs!$F$46*Costs!$G$46*'Inputs & Outputs'!$E$17)/2)*G52)","v":0},{"$f":"_xlfn.IFS(H21<1,0,H21=\"\",\"\",Proforma!H21>=1,-(Costs!$F$46-(Costs!$F$46*Costs!$G$46*'Inputs & Outputs'!$E$17)/2)*H52)","v":-31292600},{"$f":"_xlfn.IFS(I21<1,0,I21=\"\",\"\",Proforma!I21>=1,-(Costs!$F$46-(Costs!$F$46*Costs!$G$46*'Inputs & Outputs'!$E$17)/2)*I52)","v":-50068160},{"$f":"_xlfn.IFS(J21<1,0,J21=\"\",\"\",Proforma!J21>=1,-(Costs!$F$46-(Costs!$F$46*Costs!$G$46*'Inputs & Outputs'!$E$17)/2)*J52)","v":-30040896},{"$f":"_xlfn.IFS(K21<1,0,K21=\"\",\"\",Proforma!K21>=1,-(Costs!$F$46-(Costs!$F$46*Costs!$G$46*'Inputs & Outputs'!$E$17)/2)*K52)","v":-18024537.599999998},{"$f":"_xlfn.IFS(L21<1,0,L21=\"\",\"\",Proforma!L21>=1,-(Costs!$F$46-(Costs!$F$46*Costs!$G$46*'Inputs & Outputs'!$E$17)/2)*L52)","v":-18024537.599999998},{"$f":"_xlfn.IFS(M21<1,0,M21=\"\",\"\",Proforma!M21>=1,-(Costs!$F$46-(Costs!$F$46*Costs!$G$46*'Inputs & Outputs'!$E$17)/2)*M52)","v":-9012268.7999999989},{"$f":"_xlfn.IFS(N21<1,0,N21=\"\",\"\",Proforma!N21>=1,-(Costs!$F$46-(Costs!$F$46*Costs!$G$46*'Inputs & Outputs'!$E$17)/2)*N52)","v":0},{"$f":"_xlfn.IFS(O21<1,0,O21=\"\",\"\",Proforma!O21>=1,-(Costs!$F$46-(Costs!$F$46*Costs!$G$46*'Inputs & Outputs'!$E$17)/2)*O52)","v":0},{"$f":"_xlfn.IFS(P21<1,0,P21=\"\",\"\",Proforma!P21>=1,-(Costs!$F$46-(Costs!$F$46*Costs!$G$46*'Inputs & Outputs'!$E$17)/2)*P52)","v":0},{"$f":"_xlfn.IFS(Q21<1,0,Q21=\"\",\"\",Proforma!Q21>=1,-(Costs!$F$46-(Costs!$F$46*Costs!$G$46*'Inputs & Outputs'!$E$17)/2)*Q52)","v":0},{"$f":"_xlfn.IFS(R21<1,0,R21=\"\",\"\",Proforma!R21>=1,-(Costs!$F$46-(Costs!$F$46*Costs!$G$46*'Inputs & Outputs'!$E$17)/2)*R52)","v":0},{"$f":"_xlfn.IFS(S21<1,0,S21=\"\",\"\",Proforma!S21>=1,-(Costs!$F$46-(Costs!$F$46*Costs!$G$46*'Inputs & Outputs'!$E$17)/2)*S52)","v":0},{"$f":"_xlfn.IFS(T21<1,0,T21=\"\",\"\",Proforma!T21>=1,-(Costs!$F$46-(Costs!$F$46*Costs!$G$46*'Inputs & Outputs'!$E$17)/2)*T52)","v":0},{"$f":"_xlfn.IFS(U21<1,0,U21=\"\",\"\",Proforma!U21>=1,-(Costs!$F$46-(Costs!$F$46*Costs!$G$46*'Inputs & Outputs'!$E$17)/2)*U52)","v":0},{"$f":"_xlfn.IFS(V21<1,0,V21=\"\",\"\",Proforma!V21>=1,-(Costs!$F$46-(Costs!$F$46*Costs!$G$46*'Inputs & Outputs'!$E$17)/2)*V52)","v":0},{"$f":"_xlfn.IFS(W21<1,0,W21=\"\",\"\",Proforma!W21>=1,-(Costs!$F$46-(Costs!$F$46*Costs!$G$46*'Inputs & Outputs'!$E$17)/2)*W52)","v":0},{"$f":"_xlfn.IFS(X21<1,0,X21=\"\",\"\",Proforma!X21>=1,-(Costs!$F$46-(Costs!$F$46*Costs!$G$46*'Inputs & Outputs'!$E$17)/2)*X52)","v":0},{"$f":"_xlfn.IFS(Y21<1,0,Y21=\"\",\"\",Proforma!Y21>=1,-(Costs!$F$46-(Costs!$F$46*Costs!$G$46*'Inputs & Outputs'!$E$17)/2)*Y52)","v":0},{"$f":"_xlfn.IFS(Z21<1,0,Z21=\"\",\"\",Proforma!Z21>=1,-(Costs!$F$46-(Costs!$F$46*Costs!$G$46*'Inputs & Outputs'!$E$17)/2)*Z52)","v":0},{"$f":"_xlfn.IFS(AA21<1,0,AA21=\"\",\"\",Proforma!AA21>=1,-(Costs!$F$46-(Costs!$F$46*Costs!$G$46*'Inputs & Outputs'!$E$17)/2)*AA52)","v":0},{"$f":"_xlfn.IFS(AB21<1,0,AB21=\"\",\"\",Proforma!AB21>=1,-(Costs!$F$46-(Costs!$F$46*Costs!$G$46*'Inputs & Outputs'!$E$17)/2)*AB52)","v":""},{"$f":"_xlfn.IFS(AC21<1,0,AC21=\"\",\"\",Proforma!AC21>=1,-(Costs!$F$46-(Costs!$F$46*Costs!$G$46*'Inputs & Outputs'!$E$17)/2)*AC52)","v":""},{"$f":"_xlfn.IFS(AD21<1,0,AD21=\"\",\"\",Proforma!AD21>=1,-(Costs!$F$46-(Costs!$F$46*Costs!$G$46*'Inputs & Outputs'!$E$17)/2)*AD52)","v":""},{"$f":"_xlfn.IFS(AE21<1,0,AE21=\"\",\"\",Proforma!AE21>=1,-(Costs!$F$46-(Costs!$F$46*Costs!$G$46*'Inputs & Outputs'!$E$17)/2)*AE52)","v":""},{"$f":"_xlfn.IFS(AF21<1,0,AF21=\"\",\"\",Proforma!AF21>=1,-(Costs!$F$46-(Costs!$F$46*Costs!$G$46*'Inputs & Outputs'!$E$17)/2)*AF52)","v":""}]
[null,null,"Interest Expense","($, Millions)",{"$f":"NPV('Inputs & Outputs'!$E$14,Proforma!F54:AF54)","v":-41689121.053352349},{"$f":"_xlfn.IFS(F21<1,0,F21=\"\",\"\",Proforma!F21>=1,F48)","v":0},{"$f":"_xlfn.IFS(G21<1,0,G21=\"\",\"\",Proforma!G21>=1,G48)","v":0},{"$f":"_xlfn.IFS(H21<1,0,H21=\"\",\"\",Proforma!H21>=1,H48)","v":-8214307.5000000009},{"$f":"_xlfn.IFS(I21<1,0,I21=\"\",\"\",Proforma!I21>=1,I48)","v":-8024621.1370831039},{"$f":"_xlfn.IFS(J21<1,0,J21=\"\",\"\",Proforma!J21>=1,J48)","v":-7820708.2969474392},{"$f":"_xlfn.IFS(K21<1,0,K21=\"\",\"\",Proforma!K21>=1,K48)","v":-7601501.9938015994},{"$f":"_xlfn.IFS(L21<1,0,L21=\"\",\"\",Proforma!L21>=1,L48)","v":-7365855.2179198228},{"$f":"_xlfn.IFS(M21<1,0,M21=\"\",\"\",Proforma!M21>=1,M48)","v":-7112534.9338469123},{"$f":"_xlfn.IFS(N21<1,0,N21=\"\",\"\",Proforma!N21>=1,N48)","v":-6840215.628468533},{"$f":"_xlfn.IFS(O21<1,0,O21=\"\",\"\",Proforma!O21>=1,O48)","v":-6547472.3751867758},{"$f":"_xlfn.IFS(P21<1,0,P21=\"\",\"\",Proforma!P21>=1,P48)","v":-6232773.3779088883},{"$f":"_xlfn.IFS(Q21<1,0,Q21=\"\",\"\",Proforma!Q21>=1,Q48)","v":-5894471.9558351561},{"$f":"_xlfn.IFS(R21<1,0,R21=\"\",\"\",Proforma!R21>=1,R48)","v":-5530797.9271058952},{"$f":"_xlfn.IFS(S21<1,0,S21=\"\",\"\",Proforma!S21>=1,S48)","v":-5139848.3462219406},{"$f":"_xlfn.IFS(T21<1,0,T21=\"\",\"\",Proforma!T21>=1,T48)","v":-4719577.5467716893},{"$f":"_xlfn.IFS(U21<1,0,U21=\"\",\"\",Proforma!U21>=1,U48)","v":-4267786.4373626681},{"$f":"_xlfn.IFS(V21<1,0,V21=\"\",\"\",Proforma!V21>=1,V48)","v":-3782110.9947479712},{"$f":"_xlfn.IFS(W21<1,0,W21=\"\",\"\",Proforma!W21>=1,W48)","v":-3260009.8939371719},{"$f":"_xlfn.IFS(X21<1,0,X21=\"\",\"\",Proforma!X21>=1,X48)","v":-2698751.2105655633},{"$f":"_xlfn.IFS(Y21<1,0,Y21=\"\",\"\",Proforma!Y21>=1,Y48)","v":-2095398.1259410824},{"$f":"_xlfn.IFS(Z21<1,0,Z21=\"\",\"\",Proforma!Z21>=1,Z48)","v":-1446793.5599697668},{"$f":"_xlfn.IFS(AA21<1,0,AA21=\"\",\"\",Proforma!AA21>=1,AA48)","v":-749543.65155060205},{"$f":"_xlfn.IFS(AB21<1,0,AB21=\"\",\"\",Proforma!AB21>=1,AB48)","v":""},{"$f":"_xlfn.IFS(AC21<1,0,AC21=\"\",\"\",Proforma!AC21>=1,AC48)","v":""},{"$f":"_xlfn.IFS(AD21<1,0,AD21=\"\",\"\",Proforma!AD21>=1,AD48)","v":""},{"$f":"_xlfn.IFS(AE21<1,0,AE21=\"\",\"\",Proforma!AE21>=1,AE48)","v":""},{"$f":"_xlfn.IFS(AF21<1,0,AF21=\"\",\"\",Proforma!AF21>=1,AF48)","v":""}]
[null,null,"Taxable Income","($, Millions)",{"$f":"NPV('Inputs & Outputs'!$E$14,Proforma!F55:AF55)","v":-35416417.691859454},{"$f":"_xlfn.IFS(F21<1,0,F21=\"\",\"\",Proforma!F21>=1,SUM(F53:F54,F45))","v":0},{"$f":"_xlfn.IFS(G21<1,0,G21=\"\",\"\",Proforma!G21>=1,SUM(G53:G54,G45))","v":0},{"$f":"_xlfn.IFS(H21<1,0,H21=\"\",\"\",Proforma!H21>=1,SUM(H53:H54,H45))","v":-13266087.593143359},{"$f":"_xlfn.IFS(I21<1,0,I21=\"\",\"\",Proforma!I21>=1,SUM(I53:I54,I45))","v":-33291280.730226465},{"$f":"_xlfn.IFS(J21<1,0,J21=\"\",\"\",Proforma!J21>=1,SUM(J53:J54,J45))","v":-14541733.287590794},{"$f":"_xlfn.IFS(K21<1,0,K21=\"\",\"\",Proforma!K21>=1,SUM(K53:K54,K45))","v":-3831355.4341824502},{"$f":"_xlfn.IFS(L21<1,0,L21=\"\",\"\",Proforma!L21>=1,SUM(L53:L54,L45))","v":-5165737.3981005996},{"$f":"_xlfn.IFS(M21<1,0,M21=\"\",\"\",Proforma!M21>=1,SUM(M53:M54,M45))","v":2483658.6422938034},{"$f":"_xlfn.IFS(N21<1,0,N21=\"\",\"\",Proforma!N21>=1,SUM(N53:N54,N45))","v":10104527.884956639},{"$f":"_xlfn.IFS(O21<1,0,O21=\"\",\"\",Proforma!O21>=1,SUM(O53:O54,O45))","v":8684624.6812215336},{"$f":"_xlfn.IFS(P21<1,0,P21=\"\",\"\",Proforma!P21>=1,SUM(P53:P54,P45))","v":7236306.3986417102},{"$f":"_xlfn.IFS(Q21<1,0,Q21=\"\",\"\",Proforma!Q21>=1,SUM(Q53:Q54,Q45))","v":5759733.807603389},{"$f":"_xlfn.IFS(R21<1,0,R21=\"\",\"\",Proforma!R21>=1,SUM(R53:R54,R45))","v":4255147.2325971583},{"$f":"_xlfn.IFS(S21<1,0,S21=\"\",\"\",Proforma!S21>=1,SUM(S53:S54,S45))","v":2722874.5121477377},{"$f":"_xlfn.IFS(T21<1,0,T21=\"\",\"\",Proforma!T21>=1,SUM(T53:T54,T45))","v":1163339.6147516528},{"$f":"_xlfn.IFS(U21<1,0,U21=\"\",\"\",Proforma!U21>=1,SUM(U53:U54,U45))","v":-422928.03822585661},{"$f":"_xlfn.IFS(V21<1,0,V21=\"\",\"\",Proforma!V21>=1,SUM(V53:V54,V45))","v":-2035283.4878699528},{"$f":"_xlfn.IFS(W21<1,0,W21=\"\",\"\",Proforma!W21>=1,SUM(W53:W54,W45))","v":-3672955.3322613849},{"$f":"_xlfn.IFS(X21<1,0,X21=\"\",\"\",Proforma!X21>=1,SUM(X53:X54,X45))","v":-5335033.9367781542},{"$f":"_xlfn.IFS(Y21<1,0,Y21=\"\",\"\",Proforma!Y21>=1,SUM(Y53:Y54,Y45))","v":-7020458.6918669939},{"$f":"_xlfn.IFS(Z21<1,0,Z21=\"\",\"\",Proforma!Z21>=1,SUM(Z53:Z54,Z45))","v":-8728004.2448184621},{"$f":"_xlfn.IFS(AA21<1,0,AA21=\"\",\"\",Proforma!AA21>=1,SUM(AA53:AA54,AA45))","v":-10456265.626508247},{"$f":"_xlfn.IFS(AB21<1,0,AB21=\"\",\"\",Proforma!AB21>=1,SUM(AB53:AB54,AB45))","v":""},{"$f":"_xlfn.IFS(AC21<1,0,AC21=\"\",\"\",Proforma!AC21>=1,SUM(AC53:AC54,AC45))","v":""},{"$f":"_xlfn.IFS(AD21<1,0,AD21=\"\",\"\",Proforma!AD21>=1,SUM(AD53:AD54,AD45))","v":""},{"$f":"_xlfn.IFS(AE21<1,0,AE21=\"\",\"\",Proforma!AE21>=1,SUM(AE53:AE54,AE45))","v":""},{"$f":"_xlfn.IFS(AF21<1,0,AF21=\"\",\"\",Proforma!AF21>=1,SUM(AF53:AF54,AF45))","v":""}]
[null,null,"Federal ITC","($, Millions)",{"$f":"NPV('Inputs & Outputs'!$E$14,Proforma!F56:AF56)","v":0},{"$f":"IFERROR(_xlfn.IFS(F21<1,0,F21=\"\",\"\",Proforma!F21=1,Costs!$F$46*Costs!$G$46*'Inputs & Outputs'!$E$17,F21>1,0),0)","v":0},{"$f":"IFERROR(_xlfn.IFS(G21<1,0,G21=\"\",\"\",Proforma!G21=1,Costs!$F$46*Costs!$G$46*'Inputs & Outputs'!$E$17,G21>1,0),0)","v":0},{"$f":"IFERROR(_xlfn.IFS(H21<1,0,H21=\"\",\"\",Proforma!H21=1,Costs!$F$46*Costs!$G$46*'Inputs & Outputs'!$E$17,H21>1,0),0)","v":0},{"$f":"IFERROR(_xlfn.IFS(I21<1,0,I21=\"\",\"\",Proforma!I21=1,Costs!$F$46*Costs!$G$46*'Inputs & Outputs'!$E$17,I21>1,0),0)","v":0},{"$f":"IFERROR(_xlfn.IFS(J21<1,0,J21=\"\",\"\",Proforma!J21=1,Costs!$F$46*Costs!$G$46*'Inputs & Outputs'!$E$17,J21>1,0),0)","v":0},{"$f":"IFERROR(_xlfn.IFS(K21<1,0,K21=\"\",\"\",Proforma!K21=1,Costs!$F$46*Costs!$G$46*'Inputs & Outputs'!$E$17,K21>1,0),0)","v":0},{"$f":"IFERROR(_xlfn.IFS(L21<1,0,L21=\"\",\"\",Proforma!L21=1,Costs!$F$46*Costs!$G$46*'Inputs & Outputs'!$E$17,L21>1,0),0)","v":0},{"$f":"IFERROR(_xlfn.IFS(M21<1,0,M21=\"\",\"\",Proforma!M21=1,Costs!$F$46*Costs!$G$46*'Inputs & Outputs'!$E$17,M21>1,0),0)","v":0},{"$f":"IFERROR(_xlfn.IFS(N21<1,0,N21=\"\",\"\",Proforma!N21=1,Costs!$F$46*Costs!$G$46*'Inputs & Outputs'!$E$17,N21>1,0),0)","v":0},{"$f":"IFERROR(_xlfn.IFS(O21<1,0,O21=\"\",\"\",Proforma!O21=1,Costs!$F$46*Costs!$G$46*'Inputs & Outputs'!$E$17,O21>1,0),0)","v":0},{"$f":"IFERROR(_xlfn.IFS(P21<1,0,P21=\"\",\"\",Proforma!P21=1,Costs!$F$46*Costs!$G$46*'Inputs & Outputs'!$E$17,P21>1,0),0)","v":0},{"$f":"IFERROR(_xlfn.IFS(Q21<1,0,Q21=\"\",\"\",Proforma!Q21=1,Costs!$F$46*Costs!$G$46*'Inputs & Outputs'!$E$17,Q21>1,0),0)","v":0},{"$f":"IFERROR(_xlfn.IFS(R21<1,0,R21=\"\",\"\",Proforma!R21=1,Costs!$F$46*Costs!$G$46*'Inputs & Outputs'!$E$17,R21>1,0),0)","v":0},{"$f":"IFERROR(_xlfn.IFS(S21<1,0,S21=\"\",\"\",Proforma!S21=1,Costs!$F$46*Costs!$G$46*'Inputs & Outputs'!$E$17,S21>1,0),0)","v":0},{"$f":"IFERROR(_xlfn.IFS(T21<1,0,T21=\"\",\"\",Proforma!T21=1,Costs!$F$46*Costs!$G$46*'Inputs & Outputs'!$E$17,T21>1,0),0)","v":0},{"$f":"IFERROR(_xlfn.IFS(U21<1,0,U21=\"\",\"\",Proforma!U21=1,Costs!$F$46*Costs!$G$46*'Inputs & Outputs'!$E$17,U21>1,0),0)","v":0},{"$f":"IFERROR(_xlfn.IFS(V21<1,0,V21=\"\",\"\",Proforma!V21=1,Costs!$F$46*Costs!$G$46*'Inputs & Outputs'!$E$17,V21>1,0),0)","v":0},{"$f":"IFERROR(_xlfn.IFS(W21<1,0,W21=\"\",\"\",Proforma!W21=1,Costs!$F$46*Costs!$G$46*'Inputs & Outputs'!$E$17,W21>1,0),0)","v":0},{"$f":"IFERROR(_xlfn.IFS(X21<1,0,X21=\"\",\"\",Proforma!X21=1,Costs!$F$46*Costs!$G$46*'Inputs & Outputs'!$E$17,X21>1,0),0)","v":0},{"$f":"IFERROR(_xlfn.IFS(Y21<1,0,Y21=\"\",\"\",Proforma!Y21=1,Costs!$F$46*Costs!$G$46*'Inputs & Outputs'!$E$17,Y21>1,0),0)","v":0},{"$f":"IFERROR(_xlfn.IFS(Z21<1,0,Z21=\"\",\"\",Proforma!Z21=1,Costs!$F$46*Costs!$G$46*'Inputs & Outputs'!$E$17,Z21>1,0),0)","v":0},{"$f":"IFERROR(_xlfn.IFS(AA21<1,0,AA21=\"\",\"\",Proforma!AA21=1,Costs!$F$46*Costs!$G$46*'Inputs & Outputs'!$E$17,AA21>1,0),0)","v":0},{"$f":"IFERROR(_xlfn.IFS(AB21<1,0,AB21=\"\",\"\",Proforma!AB21=1,Costs!$F$46*Costs!$G$46*'Inputs & Outputs'!$E$17,AB21>1,0),0)","v":""},{"$f":"IFERROR(_xlfn.IFS(AC21<1,0,AC21=\"\",\"\",Proforma!AC21=1,Costs!$F$46*Costs!$G$46*'Inputs & Outputs'!$E$17,AC21>1,0),0)","v":""},{"$f":"IFERROR(_xlfn.IFS(AD21<1,0,AD21=\"\",\"\",Proforma!AD21=1,Costs!$F$46*Costs!$G$46*'Inputs & Outputs'!$E$17,AD21>1,0),0)","v":""},{"$f":"IFERROR(_xlfn.IFS(AE21<1,0,AE21=\"\",\"\",Proforma!AE21=1,Costs!$F$46*Costs!$G$46*'Inputs & Outputs'!$E$17,AE21>1,0),0)","v":""},{"$f":"IFERROR(_xlfn.IFS(AF21<1,0,AF21=\"\",\"\",Proforma!AF21=1,Costs!$F$46*Costs!$G$46*'Inputs & Outputs'!$E$17,AF21>1,0),0)","v":""}]
[null,null,"Tax Benefit (Liability)","($, Millions)",{"$f":"NPV('Inputs & Outputs'!$E$14,Proforma!F57:AF57)","v":7437447.7152904868},{"$f":"_xlfn.IFS(F21<1,0,F21=\"\",\"\",Proforma!F21>=1,-1*F55*'Inputs & Outputs'!$E$20+F56)","v":0},{"$f":"_xlfn.IFS(G21<1,0,G21=\"\",\"\",Proforma!G21>=1,-1*G55*'Inputs & Outputs'!$E$20+G56)","v":0},{"$f":"_xlfn.IFS(H21<1,0,H21=\"\",\"\",Proforma!H21>=1,-1*H55*'Inputs & Outputs'!$E$20+H56)","v":2785878.3945601052},{"$f":"_xlfn.IFS(I21<1,0,I21=\"\",\"\",Proforma!I21>=1,-1*I55*'Inputs & Outputs'!$E$20+I56)","v":6991168.9533475572},{"$f":"_xlfn.IFS(J21<1,0,J21=\"\",\"\",Proforma!J21>=1,-1*J55*'Inputs & Outputs'!$E$20+J56)","v":3053763.9903940666},{"$f":"_xlfn.IFS(K21<1,0,K21=\"\",\"\",Proforma!K21>=1,-1*K55*'Inputs & Outputs'!$E$20+K56)","v":804584.64117831446},{"$f":"_xlfn.IFS(L21<1,0,L21=\"\",\"\",Proforma!L21>=1,-1*L55*'Inputs & Outputs'!$E$20+L56)","v":1084804.853601126},{"$f":"_xlfn.IFS(M21<1,0,M21=\"\",\"\",Proforma!M21>=1,-1*M55*'Inputs & Outputs'!$E$20+M56)","v":-521568.31488169869},{"$f":"_xlfn.IFS(N21<1,0,N21=\"\",\"\",Proforma!N21>=1,-1*N55*'Inputs & Outputs'!$E$20+N56)","v":-2121950.8558408944},{"$f":"_xlfn.IFS(O21<1,0,O21=\"\",\"\",Proforma!O21>=1,-1*O55*'Inputs & Outputs'!$E$20+O56)","v":-1823771.1830565219},{"$f":"_xlfn.IFS(P21<1,0,P21=\"\",\"\",Proforma!P21>=1,-1*P55*'Inputs & Outputs'!$E$20+P56)","v":-1519624.343714759},{"$f":"_xlfn.IFS(Q21<1,0,Q21=\"\",\"\",Proforma!Q21>=1,-1*Q55*'Inputs & Outputs'!$E$20+Q56)","v":-1209544.0995967116},{"$f":"_xlfn.IFS(R21<1,0,R21=\"\",\"\",Proforma!R21>=1,-1*R55*'Inputs & Outputs'!$E$20+R56)","v":-893580.91884540324},{"$f":"_xlfn.IFS(S21<1,0,S21=\"\",\"\",Proforma!S21>=1,-1*S55*'Inputs & Outputs'!$E$20+S56)","v":-571803.64755102491},{"$f":"_xlfn.IFS(T21<1,0,T21=\"\",\"\",Proforma!T21>=1,-1*T55*'Inputs & Outputs'!$E$20+T56)","v":-244301.3190978471},{"$f":"_xlfn.IFS(U21<1,0,U21=\"\",\"\",Proforma!U21>=1,-1*U55*'Inputs & Outputs'!$E$20+U56)","v":88814.888027429886},{"$f":"_xlfn.IFS(V21<1,0,V21=\"\",\"\",Proforma!V21>=1,-1*V55*'Inputs & Outputs'!$E$20+V56)","v":427409.53245269007},{"$f":"_xlfn.IFS(W21<1,0,W21=\"\",\"\",Proforma!W21>=1,-1*W55*'Inputs & Outputs'!$E$20+W56)","v":771320.61977489083},{"$f":"_xlfn.IFS(X21<1,0,X21=\"\",\"\",Proforma!X21>=1,-1*X55*'Inputs & Outputs'!$E$20+X56)","v":1120357.1267234124},{"$f":"_xlfn.IFS(Y21<1,0,Y21=\"\",\"\",Proforma!Y21>=1,-1*Y55*'Inputs & Outputs'!$E$20+Y56)","v":1474296.3252920688},{"$f":"_xlfn.IFS(Z21<1,0,Z21=\"\",\"\",Proforma!Z21>=1,-1*Z55*'Inputs & Outputs'!$E$20+Z56)","v":1832880.891411877},{"$f":"_xlfn.IFS(AA21<1,0,AA21=\"\",\"\",Proforma!AA21>=1,-1*AA55*'Inputs & Outputs'!$E$20+AA56)","v":2195815.7815667316},{"$f":"_xlfn.IFS(AB21<1,0,AB21=\"\",\"\",Proforma!AB21>=1,-1*AB55*'Inputs & Outputs'!$E$20+AB56)","v":""},{"$f":"_xlfn.IFS(AC21<1,0,AC21=\"\",\"\",Proforma!AC21>=1,-1*AC55*'Inputs & Outputs'!$E$20+AC56)","v":""},{"$f":"_xlfn.IFS(AD21<1,0,AD21=\"\",\"\",Proforma!AD21>=1,-1*AD55*'Inputs & Outputs'!$E$20+AD56)","v":""},{"$f":"_xlfn.IFS(AE21<1,0,AE21=\"\",\"\",Proforma!AE21>=1,-1*AE55*'Inputs & Outputs'!$E$20+AE56)","v":""},{"$f":"_xlfn.IFS(AF21<1,0,AF21=\"\",\"\",Proforma!AF21>=1,-1*AF55*'Inputs & Outputs'!$E$20+AF56)","v":""}]
[]
[null,null,"Capital Expenditure","($, Millions)",{"$f":"NPV('Inputs & Outputs'!$E$14,Proforma!F59:AF59)","v":-133973269.21516109},{"$f":"_xlfn.IFS(F21=\"\",\"\",F21>0,0,F21<=0,-1*Costs!$F$46/'Inputs & Outputs'!$E$19)","v":-78231500},{"$f":"_xlfn.IFS(G21=\"\",\"\",G21>0,0,G21<=0,-1*Costs!$F$46/'Inputs & Outputs'!$E$19)","v":-78231500},{"$f":"_xlfn.IFS(H21=\"\",\"\",H21>0,0,H21<=0,-1*Costs!$F$46/'Inputs & Outputs'!$E$19)","v":0},{"$f":"_xlfn.IFS(I21=\"\",\"\",I21>0,0,I21<=0,-1*Costs!$F$46/'Inputs & Outputs'!$E$19)","v":0},{"$f":"_xlfn.IFS(J21=\"\",\"\",J21>0,0,J21<=0,-1*Costs!$F$46/'Inputs & Outputs'!$E$19)","v":0},{"$f":"_xlfn.IFS(K21=\"\",\"\",K21>0,0,K21<=0,-1*Costs!$F$46/'Inputs & Outputs'!$E$19)","v":0},{"$f":"_xlfn.IFS(L21=\"\",\"\",L21>0,0,L21<=0,-1*Costs!$F$46/'Inputs & Outputs'!$E$19)","v":0},{"$f":"_xlfn.IFS(M21=\"\",\"\",M21>0,0,M21<=0,-1*Costs!$F$46/'Inputs & Outputs'!$E$19)","v":0},{"$f":"_xlfn.IFS(N21=\"\",\"\",N21>0,0,N21<=0,-1*Costs!$F$46/'Inputs & Outputs'!$E$19)","v":0},{"$f":"_xlfn.IFS(O21=\"\",\"\",O21>0,0,O21<=0,-1*Costs!$F$46/'Inputs & Outputs'!$E$19)","v":0},{"$f":"_xlfn.IFS(P21=\"\",\"\",P21>0,0,P21<=0,-1*Costs!$F$46/'Inputs & Outputs'!$E$19)","v":0},{"$f":"_xlfn.IFS(Q21=\"\",\"\",Q21>0,0,Q21<=0,-1*Costs!$F$46/'Inputs & Outputs'!$E$19)","v":0},{"$f":"_xlfn.IFS(R21=\"\",\"\",R21>0,0,R21<=0,-1*Costs!$F$46/'Inputs & Outputs'!$E$19)","v":0},{"$f":"_xlfn.IFS(S21=\"\",\"\",S21>0,0,S21<=0,-1*Costs!$F$46/'Inputs & Outputs'!$E$19)","v":0},{"$f":"_xlfn.IFS(T21=\"\",\"\",T21>0,0,T21<=0,-1*Costs!$F$46/'Inputs & Outputs'!$E$19)","v":0},{"$f":"_xlfn.IFS(U21=\"\",\"\",U21>0,0,U21<=0,-1*Costs!$F$46/'Inputs & Outputs'!$E$19)","v":0},{"$f":"_xlfn.IFS(V21=\"\",\"\",V21>0,0,V21<=0,-1*Costs!$F$46/'Inputs & Outputs'!$E$19)","v":0},{"$f":"_xlfn.IFS(W21=\"\",\"\",W21>0,0,W21<=0,-1*Costs!$F$46/'Inputs & Outputs'!$E$19)","v":0},{"$f":"_xlfn.IFS(X21=\"\",\"\",X21>0,0,X21<=0,-1*Costs!$F$46/'Inputs & Outputs'!$E$19)","v":0},{"$f":"_xlfn.IFS(Y21=\"\",\"\",Y21>0,0,Y21<=0,-1*Costs!$F$46/'Inputs & Outputs'!$E$19)","v":0},{"$f":"_xlfn.IFS(Z21=\"\",\"\",Z21>0,0,Z21<=0,-1*Costs!$F$46/'Inputs & Outputs'!$E$19)","v":0},{"$f":"_xlfn.IFS(AA21=\"\",\"\",AA21>0,0,AA21<=0,-1*Costs!$F$46/'Inputs & Outputs'!$E$19)","v":0},{"$f":"_xlfn.IFS(AB21=\"\",\"\",AB21>0,0,AB21<=0,-1*Costs!$F$46/'Inputs & Outputs'!$E$19)","v":""},{"$f":"_xlfn.IFS(AC21=\"\",\"\",AC21>0,0,AC21<=0,-1*Costs!$F$46/'Inputs & Outputs'!$E$19)","v":""},{"$f":"_xlfn.IFS(AD21=\"\",\"\",AD21>0,0,AD21<=0,-1*Costs!$F$46/'Inputs & Outputs'!$E$19)","v":""},{"$f":"_xlfn.IFS(AE21=\"\",\"\",AE21>0,0,AE21<=0,-1*Costs!$F$46/'Inputs & Outputs'!$E$19)","v":""},{"$f":"_xlfn.IFS(AF21=\"\",\"\",AF21>0,0,AF21<=0,-1*Costs!$F$46/'Inputs & Outputs'!$E$19)","v":""}]
[null,null,"Debt Contribution","($, Millions)",{"$f":"NPV('Inputs & Outputs'!$E$14,Proforma!F60:AF60)","v":93781288.450612769},{"$f":"_xlfn.IFS(F21=\"\",\"\",F21>0,0,F21<=0,(Costs!$F$46*'Inputs & Outputs'!$E$15)/'Inputs & Outputs'!$E$19)","v":54762050},{"$f":"_xlfn.IFS(G21=\"\",\"\",G21>0,0,G21<=0,(Costs!$F$46*'Inputs & Outputs'!$E$15)/'Inputs & Outputs'!$E$19)","v":54762050},{"$f":"_xlfn.IFS(H21=\"\",\"\",H21>0,0,H21<=0,(Costs!$F$46*'Inputs & Outputs'!$E$15)/'Inputs & Outputs'!$E$19)","v":0},{"$f":"_xlfn.IFS(I21=\"\",\"\",I21>0,0,I21<=0,(Costs!$F$46*'Inputs & Outputs'!$E$15)/'Inputs & Outputs'!$E$19)","v":0},{"$f":"_xlfn.IFS(J21=\"\",\"\",J21>0,0,J21<=0,(Costs!$F$46*'Inputs & Outputs'!$E$15)/'Inputs & Outputs'!$E$19)","v":0},{"$f":"_xlfn.IFS(K21=\"\",\"\",K21>0,0,K21<=0,(Costs!$F$46*'Inputs & Outputs'!$E$15)/'Inputs & Outputs'!$E$19)","v":0},{"$f":"_xlfn.IFS(L21=\"\",\"\",L21>0,0,L21<=0,(Costs!$F$46*'Inputs & Outputs'!$E$15)/'Inputs & Outputs'!$E$19)","v":0},{"$f":"_xlfn.IFS(M21=\"\",\"\",M21>0,0,M21<=0,(Costs!$F$46*'Inputs & Outputs'!$E$15)/'Inputs & Outputs'!$E$19)","v":0},{"$f":"_xlfn.IFS(N21=\"\",\"\",N21>0,0,N21<=0,(Costs!$F$46*'Inputs & Outputs'!$E$15)/'Inputs & Outputs'!$E$19)","v":0},{"$f":"_xlfn.IFS(O21=\"\",\"\",O21>0,0,O21<=0,(Costs!$F$46*'Inputs & Outputs'!$E$15)/'Inputs & Outputs'!$E$19)","v":0},{"$f":"_xlfn.IFS(P21=\"\",\"\",P21>0,0,P21<=0,(Costs!$F$46*'Inputs & Outputs'!$E$15)/'Inputs & Outputs'!$E$19)","v":0},{"$f":"_xlfn.IFS(Q21=\"\",\"\",Q21>0,0,Q21<=0,(Costs!$F$46*'Inputs & Outputs'!$E$15)/'Inputs & Outputs'!$E$19)","v":0},{"$f":"_xlfn.IFS(R21=\"\",\"\",R21>0,0,R21<=0,(Costs!$F$46*'Inputs & Outputs'!$E$15)/'Inputs & Outputs'!$E$19)","v":0},{"$f":"_xlfn.IFS(S21=\"\",\"\",S21>0,0,S21<=0,(Costs!$F$46*'Inputs & Outputs'!$E$15)/'Inputs & Outputs'!$E$19)","v":0},{"$f":"_xlfn.IFS(T21=\"\",\"\",T21>0,0,T21<=0,(Costs!$F$46*'Inputs & Outputs'!$E$15)/'Inputs & Outputs'!$E$19)","v":0},{"$f":"_xlfn.IFS(U21=\"\",\"\",U21>0,0,U21<=0,(Costs!$F$46*'Inputs & Outputs'!$E$15)/'Inputs & Outputs'!$E$19)","v":0},{"$f":"_xlfn.IFS(V21=\"\",\"\",V21>0,0,V21<=0,(Costs!$F$46*'Inputs & Outputs'!$E$15)/'Inputs & Outputs'!$E$19)","v":0},{"$f":"_xlfn.IFS(W21=\"\",\"\",W21>0,0,W21<=0,(Costs!$F$46*'Inputs & Outputs'!$E$15)/'Inputs & Outputs'!$E$19)","v":0},{"$f":"_xlfn.IFS(X21=\"\",\"\",X21>0,0,X21<=0,(Costs!$F$46*'Inputs & Outputs'!$E$15)/'Inputs & Outputs'!$E$19)","v":0},{"$f":"_xlfn.IFS(Y21=\"\",\"\",Y21>0,0,Y21<=0,(Costs!$F$46*'Inputs & Outputs'!$E$15)/'Inputs & Outputs'!$E$19)","v":0},{"$f":"_xlfn.IFS(Z21=\"\",\"\",Z21>0,0,Z21<=0,(Costs!$F$46*'Inputs & Outputs'!$E$15)/'Inputs & Outputs'!$E$19)","v":0},{"$f":"_xlfn.IFS(AA21=\"\",\"\",AA21>0,0,AA21<=0,(Costs!$F$46*'Inputs & Outputs'!$E$15)/'Inputs & Outputs'!$E$19)","v":0},{"$f":"_xlfn.IFS(AB21=\"\",\"\",AB21>0,0,AB21<=0,(Costs!$F$46*'Inputs & Outputs'!$E$15)/'Inputs & Outputs'!$E$19)","v":""},{"$f":"_xlfn.IFS(AC21=\"\",\"\",AC21>0,0,AC21<=0,(Costs!$F$46*'Inputs & Outputs'!$E$15)/'Inputs & Outputs'!$E$19)","v":""},{"$f":"_xlfn.IFS(AD21=\"\",\"\",AD21>0,0,AD21<=0,(Costs!$F$46*'Inputs & Outputs'!$E$15)/'Inputs & Outputs'!$E$19)","v":""},{"$f":"_xlfn.IFS(AE21=\"\",\"\",AE21>0,0,AE21<=0,(Costs!$F$46*'Inputs & Outputs'!$E$15)/'Inputs & Outputs'!$E$19)","v":""},{"$f":"_xlfn.IFS(AF21=\"\",\"\",AF21>0,0,AF21<=0,(Costs!$F$46*'Inputs & Outputs'!$E$15)/'Inputs & Outputs'!$E$19)","v":""}]
[null,null,"Equity Capex","($, Millions)",{"$f":"NPV('Inputs & Outputs'!$E$14,Proforma!F61:AF61)","v":-40191980.764548331},{"$f":"_xlfn.IFS(F21=\"\",\"\",F21>0,0,F21<=0,-1*(Costs!$F$46*(1-'Inputs & Outputs'!$E$15))/'Inputs & Outputs'!$E$19)","v":-23469450.000000004},{"$f":"_xlfn.IFS(G21=\"\",\"\",G21>0,0,G21<=0,-1*(Costs!$F$46*(1-'Inputs & Outputs'!$E$15))/'Inputs & Outputs'!$E$19)","v":-23469450.000000004},{"$f":"_xlfn.IFS(H21=\"\",\"\",H21>0,0,H21<=0,-1*(Costs!$F$46*(1-'Inputs & Outputs'!$E$15))/'Inputs & Outputs'!$E$19)","v":0},{"$f":"_xlfn.IFS(I21=\"\",\"\",I21>0,0,I21<=0,-1*(Costs!$F$46*(1-'Inputs & Outputs'!$E$15))/'Inputs & Outputs'!$E$19)","v":0},{"$f":"_xlfn.IFS(J21=\"\",\"\",J21>0,0,J21<=0,-1*(Costs!$F$46*(1-'Inputs & Outputs'!$E$15))/'Inputs & Outputs'!$E$19)","v":0},{"$f":"_xlfn.IFS(K21=\"\",\"\",K21>0,0,K21<=0,-1*(Costs!$F$46*(1-'Inputs & Outputs'!$E$15))/'Inputs & Outputs'!$E$19)","v":0},{"$f":"_xlfn.IFS(L21=\"\",\"\",L21>0,0,L21<=0,-1*(Costs!$F$46*(1-'Inputs & Outputs'!$E$15))/'Inputs & Outputs'!$E$19)","v":0},{"$f":"_xlfn.IFS(M21=\"\",\"\",M21>0,0,M21<=0,-1*(Costs!$F$46*(1-'Inputs & Outputs'!$E$15))/'Inputs & Outputs'!$E$19)","v":0},{"$f":"_xlfn.IFS(N21=\"\",\"\",N21>0,0,N21<=0,-1*(Costs!$F$46*(1-'Inputs & Outputs'!$E$15))/'Inputs & Outputs'!$E$19)","v":0},{"$f":"_xlfn.IFS(O21=\"\",\"\",O21>0,0,O21<=0,-1*(Costs!$F$46*(1-'Inputs & Outputs'!$E$15))/'Inputs & Outputs'!$E$19)","v":0},{"$f":"_xlfn.IFS(P21=\"\",\"\",P21>0,0,P21<=0,-1*(Costs!$F$46*(1-'Inputs & Outputs'!$E$15))/'Inputs & Outputs'!$E$19)","v":0},{"$f":"_xlfn.IFS(Q21=\"\",\"\",Q21>0,0,Q21<=0,-1*(Costs!$F$46*(1-'Inputs & Outputs'!$E$15))/'Inputs & Outputs'!$E$19)","v":0},{"$f":"_xlfn.IFS(R21=\"\",\"\",R21>0,0,R21<=0,-1*(Costs!$F$46*(1-'Inputs & Outputs'!$E$15))/'Inputs & Outputs'!$E$19)","v":0},{"$f":"_xlfn.IFS(S21=\"\",\"\",S21>0,0,S21<=0,-1*(Costs!$F$46*(1-'Inputs & Outputs'!$E$15))/'Inputs & Outputs'!$E$19)","v":0},{"$f":"_xlfn.IFS(T21=\"\",\"\",T21>0,0,T21<=0,-1*(Costs!$F$46*(1-'Inputs & Outputs'!$E$15))/'Inputs & Outputs'!$E$19)","v":0},{"$f":"_xlfn.IFS(U21=\"\",\"\",U21>0,0,U21<=0,-1*(Costs!$F$46*(1-'Inputs & Outputs'!$E$15))/'Inputs & Outputs'!$E$19)","v":0},{"$f":"_xlfn.IFS(V21=\"\",\"\",V21>0,0,V21<=0,-1*(Costs!$F$46*(1-'Inputs & Outputs'!$E$15))/'Inputs & Outputs'!$E$19)","v":0},{"$f":"_xlfn.IFS(W21=\"\",\"\",W21>0,0,W21<=0,-1*(Costs!$F$46*(1-'Inputs & Outputs'!$E$15))/'Inputs & Outputs'!$E$19)","v":0},{"$f":"_xlfn.IFS(X21=\"\",\"\",X21>0,0,X21<=0,-1*(Costs!$F$46*(1-'Inputs & Outputs'!$E$15))/'Inputs & Outputs'!$E$19)","v":0},{"$f":"_xlfn.IFS(Y21=\"\",\"\",Y21>0,0,Y21<=0,-1*(Costs!$F$46*(1-'Inputs & Outputs'!$E$15))/'Inputs & Outputs'!$E$19)","v":0},{"$f":"_xlfn.IFS(Z21=\"\",\"\",Z21>0,0,Z21<=0,-1*(Costs!$F$46*(1-'Inputs & Outputs'!$E$15))/'Inputs & Outputs'!$E$19)","v":0},{"$f":"_xlfn.IFS(AA21=\"\",\"\",AA21>0,0,AA21<=0,-1*(Costs!$F$46*(1-'Inputs & Outputs'!$E$15))/'Inputs & Outputs'!$E$19)","v":0},{"$f":"_xlfn.IFS(AB21=\"\",\"\",AB21>0,0,AB21<=0,-1*(Costs!$F$46*(1-'Inputs & Outputs'!$E$15))/'Inputs & Outputs'!$E$19)","v":""},{"$f":"_xlfn.IFS(AC21=\"\",\"\",AC21>0,0,AC21<=0,-1*(Costs!$F$46*(1-'Inputs & Outputs'!$E$15))/'Inputs & Outputs'!$E$19)","v":""},{"$f":"_xlfn.IFS(AD21=\"\",\"\",AD21>0,0,AD21<=0,-1*(Costs!$F$46*(1-'Inputs & Outputs'!$E$15))/'Inputs & Outputs'!$E$19)","v":""},{"$f":"_xlfn.IFS(AE21=\"\",\"\",AE21>0,0,AE21<=0,-1*(Costs!$F$46*(1-'Inputs & Outputs'!$E$15))/'Inputs & Outputs'!$E$19)","v":""},{"$f":"_xlfn.IFS(AF21=\"\",\"\",AF21>0,0,AF21<=0,-1*(Costs!$F$46*(1-'Inputs & Outputs'!$E$15))/'Inputs & Outputs'!$E$19)","v":""}]
[]
[null,null,"After-Tax Net Equity Cash Flow","($, Millions)",{"$f":"NPV('Inputs & Outputs'!$E$14,Proforma!F63:AF63)","v":-6.8751532953601694E-5},{"$f":"IF(F21=\"\",\"\",SUM(F45,F50,F57,F61))","v":-23469450.000000004},-23469450.000000004,18283239.295858115,21049210.354645569,15630175.994192084,11855809.79523883,10566001.267861716,7343435.0557003841,4079333.6520256484,2664866.8677931577,1205996.4272772071,-298797.341716795,-1851094.7647009783,-3452539.7947399751,-5104843.1631331332,-6809785.7183943894,-8569221.9662279207,-10385083.824107951,-12259384.605047809,-14194223.246192472,-16191788.798995452,-18254365.198949542,"","","","",""]

{"sheet":"data","index":5,"n_rows":198368,"n_cols":17,"rows_kept":4500,"cut":true,"hidden":false,"merged":[],"bounds":{"rows_first":2000,"rows_last":500,"rows_between":2000,"halvings":0}}
[]
[null,"#","System Spec","Location","Operating Year","Load","Solar Capacity (MW-DC)","BESS Capacity (MW-AC)","BESS Energy (MWh)","Generator Capacity (MW-AC)","Solar Output - Raw (MWh)","Solar Output - Net (MWh)","BESS Throughput (MWh)","BESS Net Output (MWh)","Generator Output (MWh)","Generator Fuel Input (MMBtu)","Load Served (MWh)"]
[null,1,"0MW | 0MW | 100MW","Amarillo, TX",1,100,0,0,0,100,0,0,0,0,876000,7874626.7999999905,876000]
[null,2,"0MW | 0MW | 100MW","Amarillo, TX",2,100,0,0,0,100,0,0,0,0,876000,7874626.7999999905,876000]
[null,3,"0MW | 0MW | 100MW","Amarillo, TX",3,100,0,0,0,100,0,0,0,0,876000,7874626.7999999905,876000]
[null,4,"0MW | 0MW | 100MW","Amarillo, TX",4,100,0,0,0,100,0,0,0,0,876000,7874626.7999999905,876000]
[null,5,"0MW | 0MW | 100MW","Amarillo, TX",5,100,0,0,0,100,0,0,0,0,876000,7874626.7999999905,876000]
[null,6,"0MW | 0MW | 100MW","Amarillo, TX",6,100,0,0,0,100,0,0,0,0,876000,7874626.7999999905,876000]
[null,7,"0MW | 0MW | 100MW","Amarillo, TX",7,100,0,0,0,100,0,0,0,0,876000,7874626.7999999905,876000]
[null,8,"0MW | 0MW | 100MW","Amarillo, TX",8,100,0,0,0,100,0,0,0,0,876000,7874626.7999999905,876000]
[null,9,"0MW | 0MW | 100MW","Amarillo, TX",9,100,0,0,0,100,0,0,0,0,876000,7874626.7999999905,876000]
[null,10,"0MW | 0MW | 100MW","Amarillo, TX",10,100,0,0,0,100,0,0,0,0,876000,7874626.7999999905,876000]
[null,11,"0MW | 0MW | 100MW","Amarillo, TX",11,100,0,0,0,100,0,0,0,0,876000,7874626.7999999905,876000]
[null,12,"0MW | 0MW | 100MW","Amarillo, TX",12,100,0,0,0,100,0,0,0,0,876000,7874626.7999999905,876000]
[null,13,"0MW | 0MW | 100MW","Amarillo, TX",13,100,0,0,0,100,0,0,0,0,876000,7874626.7999999905,876000]
[null,14,"0MW | 0MW | 100MW","Amarillo, TX",14,100,0,0,0,100,0,0,0,0,876000,7874626.7999999905,876000]
[null,15,"0MW | 0MW | 100MW","Amarillo, TX",15,100,0,0,0,100,0,0,0,0,876000,7874626.7999999905,876000]
[null,16,"0MW | 0MW | 100MW","Amarillo, TX",16,100,0,0,0,100,0,0,0,0,876000,7874626.7999999905,876000]
[null,17,"0MW | 0MW | 100MW","Amarillo, TX",17,100,0,0,0,100,0,0,0,0,876000,7874626.7999999905,876000]
[null,18,"0MW | 0MW | 100MW","Amarillo, TX",18,100,0,0,0,100,0,0,0,0,876000,7874626.7999999905,876000]
[null,19,"0MW | 0MW | 100MW","Amarillo, TX",19,100,0,0,0,100,0,0,0,0,876000,7874626.7999999905,876000]
[null,20,"0MW | 0MW | 100MW","Amarillo, TX",20,100,0,0,0,100,0,0,0,0,876000,7874626.7999999905,876000]
[null,21,"0MW | 0MW | 125MW","Amarillo, TX",1,100,0,0,0,125,0,0,0,0,876000,7874626.7999999905,876000]
[null,22,"0MW | 0MW | 125MW","Amarillo, TX",2,100,0,0,0,125,0,0,0,0,876000,7874626.7999999905,876000]
[null,23,"0MW | 0MW | 125MW","Amarillo, TX",3,100,0,0,0,125,0,0,0,0,876000,7874626.7999999905,876000]
[null,24,"0MW | 0MW | 125MW","Amarillo, TX",4,100,0,0,0,125,0,0,0,0,876000,7874626.7999999905,876000]
[null,25,"0MW | 0MW | 125MW","Amarillo, TX",5,100,0,0,0,125,0,0,0,0,876000,7874626.7999999905,876000]
[null,26,"0MW | 0MW | 125MW","Amarillo, TX",6,100,0,0,0,125,0,0,0,0,876000,7874626.7999999905,876000]
[null,27,"0MW | 0MW | 125MW","Amarillo, TX",7,100,0,0,0,125,0,0,0,0,876000,7874626.7999999905,876000]
[null,28,"0MW | 0MW | 125MW","Amarillo, TX",8,100,0,0,0,125,0,0,0,0,876000,7874626.7999999905,876000]
[null,29,"0MW | 0MW | 125MW","Amarillo, TX",9,100,0,0,0,125,0,0,0,0,876000,7874626.7999999905,876000]
[null,30,"0MW | 0MW | 125MW","Amarillo, TX",10,100,0,0,0,125,0,0,0,0,876000,7874626.7999999905,876000]
[null,31,"0MW | 0MW | 125MW","Amarillo, TX",11,100,0,0,0,125,0,0,0,0,876000,7874626.7999999905,876000]
[null,32,"0MW | 0MW | 125MW","Amarillo, TX",12,100,0,0,0,125,0,0,0,0,876000,7874626.7999999905,876000]
[null,33,"0MW | 0MW | 125MW","Amarillo, TX",13,100,0,0,0,125,0,0,0,0,876000,7874626.7999999905,876000]
[null,34,"0MW | 0MW | 125MW","Amarillo, TX",14,100,0,0,0,125,0,0,0,0,876000,7874626.7999999905,876000]
[null,35,"0MW | 0MW | 125MW","Amarillo, TX",15,100,0,0,0,125,0,0,0,0,876000,7874626.7999999905,876000]
[null,36,"0MW | 0MW | 125MW","Amarillo, TX",16,100,0,0,0,125,0,0,0,0,876000,7874626.7999999905,876000]
[null,37,"0MW | 0MW | 125MW","Amarillo, TX",17,100,0,0,0,125,0,0,0,0,876000,7874626.7999999905,876000]
[null,38,"0MW | 0MW | 125MW","Amarillo, TX",18,100,0,0,0,125,0,0,0,0,876000,7874626.7999999905,876000]
[null,39,"0MW | 0MW | 125MW","Amarillo, TX",19,100,0,0,0,125,0,0,0,0,876000,7874626.7999999905,876000]
[null,40,"0MW | 0MW | 125MW","Amarillo, TX",20,100,0,0,0,125,0,0,0,0,876000,7874626.7999999905,876000]
[null,41,"0MW | 50MW | 100MW","Amarillo, TX",1,100,0,49.999999999999901,199.99999999999901,100,0,0,0,191.83326093250801,875808.16673906695,7872902.3532674899,875999.99999999942]
[null,42,"0MW | 50MW | 100MW","Amarillo, TX",2,100,0,49.999999999999901,199.99999999999901,100,0,0,0,191.83326093250801,875808.16673906695,7872902.3532674899,875999.99999999942]
[null,43,"0MW | 50MW | 100MW","Amarillo, TX",3,100,0,49.999999999999901,199.99999999999901,100,0,0,0,191.83326093250801,875808.16673906695,7872902.3532674899,875999.99999999942]
[null,44,"0MW | 50MW | 100MW","Amarillo, TX",4,100,0,49.999999999999901,199.99999999999901,100,0,0,0,191.83326093250801,875808.16673906695,7872902.3532674899,875999.99999999942]
[null,45,"0MW | 50MW | 100MW","Amarillo, TX",5,100,0,49.999999999999901,199.99999999999901,100,0,0,0,191.83326093250801,875808.16673906695,7872902.3532674899,875999.99999999942]
[null,46,"0MW | 50MW | 100MW","Amarillo, TX",6,100,0,49.999999999999901,199.99999999999901,100,0,0,0,191.83326093250801,875808.16673906695,7872902.3532674899,875999.99999999942]
[null,47,"0MW | 50MW | 100MW","Amarillo, TX",7,100,0,49.999999999999901,199.99999999999901,100,0,0,0,191.83326093250801,875808.16673906695,7872902.3532674899,875999.99999999942]
[null,48,"0MW | 50MW | 100MW","Amarillo, TX",8,100,0,49.999999999999901,199.99999999999901,100,0,0,0,191.83326093250801,875808.16673906695,7872902.3532674899,875999.99999999942]
[null,49,"0MW | 50MW | 100MW","Amarillo, TX",9,100,0,49.999999999999901,199.99999999999901,100,0,0,0,191.83326093250801,875808.16673906695,7872902.3532674899,875999.99999999942]
[null,50,"0MW | 50MW | 100MW","Amarillo, TX",10,100,0,49.999999999999901,199.99999999999901,100,0,0,0,191.83326093250801,875808.16673906695,7872902.3532674899,875999.99999999942]
[null,51,"0MW | 50MW | 100MW","Amarillo, TX",11,100,0,49.999999999999901,199.99999999999901,100,0,0,0,191.83326093250801,875808.16673906695,7872902.3532674899,875999.99999999942]
[null,52,"0MW | 50MW | 100MW","Amarillo, TX",12,100,0,49.999999999999901,199.99999999999901,100,0,0,0,191.83326093250801,875808.16673906695,7872902.3532674899,875999.99999999942]
[null,53,"0MW | 50MW | 100MW","Amarillo, TX",13,100,0,49.999999999999901,199.99999999999901,100,0,0,0,191.83326093250801,875808.16673906695,7872902.3532674899,875999.99999999942]
[null,54,"0MW | 50MW | 100MW","Amarillo, TX",14,100,0,49.999999999999901,199.99999999999901,100,0,0,0,191.83326093250801,875808.16673906695,7872902.3532674899,875999.99999999942]
[null,55,"0MW | 50MW | 100MW","Amarillo, TX",15,100,0,49.999999999999901,199.99999999999901,100,0,0,0,191.83326093250801,875808.16673906695,7872902.3532674899,875999.99999999942]
[null,56,"0MW | 50MW | 100MW","Amarillo, TX",16,100,0,49.999999999999901,199.99999999999901,100,0,0,0,191.83326093250801,875808.16673906695,7872902.3532674899,875999.99999999942]
[null,57,"0MW | 50MW | 100MW","Amarillo, TX",17,100,0,49.999999999999901,199.99999999999901,100,0,0,0,191.83326093250801,875808.16673906695,7872902.3532674899,875999.99999999942]
[null,58,"0MW | 50MW | 100MW","Amarillo, TX",18,100,0,49.999999999999901,199.99999999999901,100,0,0,0,191.83326093250801,875808.16673906695,7872902.3532674899,875999.99999999942]
[null,59,"0MW | 50MW | 100MW","Amarillo, TX",19,100,0,49.999999999999901,199.99999999999901,100,0,0,0,191.83326093250801,875808.16673906695,7872902.3532674899,875999.99999999942]
[null,60,"0MW | 50MW | 100MW","Amarillo, TX",20,100,0,49.999999999999901,199.99999999999901,100,0,0,0,0,876000,7874626.7999999905,876000]
[null,61,"0MW | 50MW | 125MW","Amarillo, TX",1,100,0,49.999999999999901,199.99999999999901,125,0,0,0,191.83326093250801,875808.16673906695,7872902.3532674899,875999.99999999942]
[null,62,"0MW | 50MW | 125MW","Amarillo, TX",2,100,0,49.999999999999901,199.99999999999901,125,0,0,0,191.83326093250801,875808.16673906695,7872902.3532674899,875999.99999999942]
[null,63,"0MW | 50MW | 125MW","Amarillo, TX",3,100,0,49.999999999999901,199.99999999999901,125,0,0,0,191.83326093250801,875808.16673906695,7872902.3532674899,875999.99999999942]
[null,64,"0MW | 50MW | 125MW","Amarillo, TX",4,100,0,49.999999999999901,199.99999999999901,125,0,0,0,191.83326093250801,875808.16673906695,7872902.3532674899,875999.99999999942]
[null,65,"0MW | 50MW | 125MW","Amarillo, TX",5,100,0,49.999999999999901,199.99999999999901,125,0,0,0,191.83326093250801,875808.16673906695,7872902.3532674899,875999.99999999942]
[null,66,"0MW | 50MW | 125MW","Amarillo, TX",6,100,0,49.999999999999901,199.99999999999901,125,0,0,0,191.83326093250801,875808.16673906695,7872902.3532674899,875999.99999999942]
[null,67,"0MW | 50MW | 125MW","Amarillo, TX",7,100,0,49.999999999999901,199.99999999999901,125,0,0,0,191.83326093250801,875808.16673906695,7872902.3532674899,875999.99999999942]
[null,68,"0MW | 50MW | 125MW","Amarillo, TX",8,100,0,49.999999999999901,199.99999999999901,125,0,0,0,191.83326093250801,875808.16673906695,7872902.3532674899,875999.99999999942]
[null,69,"0MW | 50MW | 125MW","Amarillo, TX",9,100,0,49.999999999999901,199.99999999999901,125,0,0,0,191.83326093250801,875808.16673906695,7872902.3532674899,875999.99999999942]
[null,70,"0MW | 50MW | 125MW","Amarillo, TX",10,100,0,49.999999999999901,199.99999999999901,125,0,0,0,191.83326093250801,875808.16673906695,7872902.3532674899,875999.99999999942]
[null,71,"0MW | 50MW | 125MW","Amarillo, TX",11,100,0,49.999999999999901,199.99999999999901,125,0,0,0,191.83326093250801,875808.16673906695,7872902.3532674899,875999.99999999942]
[null,72,"0MW | 50MW | 125MW","Amarillo, TX",12,100,0,49.999999999999901,199.99999999999901,125,0,0,0,191.83326093250801,875808.16673906695,7872902.3532674899,875999.99999999942]
[null,73,"0MW | 50MW | 125MW","Amarillo, TX",13,100,0,49.999999999999901,199.99999999999901,125,0,0,0,191.83326093250801,875808.16673906695,7872902.3532674899,875999.99999999942]
[null,74,"0MW | 50MW | 125MW","Amarillo, TX",14,100,0,49.999999999999901,199.99999999999901,125,0,0,0,191.83326093250801,875808.16673906695,7872902.3532674899,875999.99999999942]
[null,75,"0MW | 50MW | 125MW","Amarillo, TX",15,100,0,49.999999999999901,199.99999999999901,125,0,0,0,191.83326093250801,875808.16673906695,7872902.3532674899,875999.99999999942]
[null,76,"0MW | 50MW | 125MW","Amarillo, TX",16,100,0,49.999999999999901,199.99999999999901,125,0,0,0,191.83326093250801,875808.16673906695,7872902.3532674899,875999.99999999942]
[null,77,"0MW | 50MW | 125MW","Amarillo, TX",17,100,0,49.999999999999901,199.99999999999901,125,0,0,0,191.83326093250801,875808.16673906695,7872902.3532674899,875999.99999999942]
[null,78,"0MW | 50MW | 125MW","Amarillo, TX",18,100,0,49.999999999999901,199.99999999999901,125,0,0,0,191.83326093250801,875808.16673906695,7872902.3532674899,875999.99999999942]
[null,79,"0MW | 50MW | 125MW","Amarillo, TX",19,100,0,49.999999999999901,199.99999999999901,125,0,0,0,191.83326093250801,875808.16673906695,7872902.3532674899,875999.99999999942]
[null,80,"0MW | 50MW | 125MW","Amarillo, TX",20,100,0,49.999999999999901,199.99999999999901,125,0,0,0,0,876000,7874626.7999999905,876000]
[null,81,"0MW | 100MW | 100MW","Amarillo, TX",1,100,0,100,400.00000000000102,100,0,0,0,383.66652186501801,875616.33347813506,7871177.9065349903,876000.00000000012]
[null,82,"0MW | 100MW | 100MW","Amarillo, TX",2,100,0,100,400.00000000000102,100,0,0,0,383.66652186501801,875616.33347813506,7871177.9065349903,876000.00000000012]
[null,83,"0MW | 100MW | 100MW","Amarillo, TX",3,100,0,100,400.00000000000102,100,0,0,0,383.66652186501801,875616.33347813506,7871177.9065349903,876000.00000000012]
[null,84,"0MW | 100MW | 100MW","Amarillo, TX",4,100,0,100,400.00000000000102,100,0,0,0,383.66652186501801,875616.33347813506,7871177.9065349903,876000.00000000012]
[null,85,"0MW | 100MW | 100MW","Amarillo, TX",5,100,0,100,400.00000000000102,100,0,0,0,383.66652186501801,875616.33347813506,7871177.9065349903,876000.00000000012]
[null,86,"0MW | 100MW | 100MW","Amarillo, TX",6,100,0,100,400.00000000000102,100,0,0,0,383.66652186501801,875616.33347813506,7871177.9065349903,876000.00000000012]
[null,87,"0MW | 100MW | 100MW","Amarillo, TX",7,100,0,100,400.00000000000102,100,0,0,0,383.66652186501801,875616.33347813506,7871177.9065349903,876000.00000000012]
[null,88,"0MW | 100MW | 100MW","Amarillo, TX",8,100,0,100,400.00000000000102,100,0,0,0,383.66652186501801,875616.33347813506,7871177.9065349903,876000.00000000012]
[null,89,"0MW | 100MW | 100MW","Amarillo, TX",9,100,0,100,400.00000000000102,100,0,0,0,383.66652186501801,875616.33347813506,7871177.9065349903,876000.00000000012]
[null,90,"0MW | 100MW | 100MW","Amarillo, TX",10,100,0,100,400.00000000000102,100,0,0,0,383.66652186501801,875616.33347813506,7871177.9065349903,876000.00000000012]
[null,91,"0MW | 100MW | 100MW","Amarillo, TX",11,100,0,100,400.00000000000102,100,0,0,0,383.66652186501801,875616.33347813506,7871177.9065349903,876000.00000000012]
[null,92,"0MW | 100MW | 100MW","Amarillo, TX",12,100,0,100,400.00000000000102,100,0,0,0,383.66652186501801,875616.33347813506,7871177.9065349903,876000.00000000012]
[null,93,"0MW | 100MW | 100MW","Amarillo, TX",13,100,0,100,400.00000000000102,100,0,0,0,383.66652186501801,875616.33347813506,7871177.9065349903,876000.00000000012]
[null,94,"0MW | 100MW | 100MW","Amarillo, TX",14,100,0,100,400.00000000000102,100,0,0,0,383.66652186501801,875616.33347813506,7871177.9065349903,876000.00000000012]
[null,95,"0MW | 100MW | 100MW","Amarillo, TX",15,100,0,100,400.00000000000102,100,0,0,0,383.66652186501801,875616.33347813506,7871177.9065349903,876000.00000000012]
[null,96,"0MW | 100MW | 100MW","Amarillo, TX",16,100,0,100,400.00000000000102,100,0,0,0,383.66652186501801,875616.33347813506,7871177.9065349903,876000.00000000012]
[null,97,"0MW | 100MW | 100MW","Amarillo, TX",17,100,0,100,400.00000000000102,100,0,0,0,383.66652186501801,875616.33347813506,7871177.9065349903,876000.00000000012]
[null,98,"0MW | 100MW | 100MW","Amarillo, TX",18,100,0,100,400.00000000000102,100,0,0,0,383.66652186501801,875616.33347813506,7871177.9065349903,876000.00000000012]
[null,99,"0MW | 100MW | 100MW","Amarillo, TX",19,100,0,100,400.00000000000102,100,0,0,0,383.66652186501801,875616.33347813506,7871177.9065349903,876000.00000000012]
[null,100,"0MW | 100MW | 100MW","Amarillo, TX",20,100,0,100,400.00000000000102,100,0,0,0,0,876000,7874626.7999999905,876000]
[null,101,"0MW | 100MW | 125MW","Amarillo, TX",1,100,0,100,400.00000000000102,125,0,0,0,383.66652186501801,875616.33347813506,7871177.9065349903,876000.00000000012]
[null,102,"0MW | 100MW | 125MW","Amarillo, TX",2,100,0,100,400.00000000000102,125,0,0,0,383.66652186501801,875616.33347813506,7871177.9065349903,876000.00000000012]
[null,103,"0MW | 100MW | 125MW","Amarillo, TX",3,100,0,100,400.00000000000102,125,0,0,0,383.66652186501801,875616.33347813506,7871177.9065349903,876000.00000000012]
[null,104,"0MW | 100MW | 125MW","Amarillo, TX",4,100,0,100,400.00000000000102,125,0,0,0,383.66652186501801,875616.33347813506,7871177.9065349903,876000.00000000012]
[null,105,"0MW | 100MW | 125MW","Amarillo, TX",5,100,0,100,400.00000000000102,125,0,0,0,383.66652186501801,875616.33347813506,7871177.9065349903,876000.00000000012]
[null,106,"0MW | 100MW | 125MW","Amarillo, TX",6,100,0,100,400.00000000000102,125,0,0,0,383.66652186501801,875616.33347813506,7871177.9065349903,876000.00000000012]
[null,107,"0MW | 100MW | 125MW","Amarillo, TX",7,100,0,100,400.00000000000102,125,0,0,0,383.66652186501801,875616.33347813506,7871177.9065349903,876000.00000000012]
[null,108,"0MW | 100MW | 125MW","Amarillo, TX",8,100,0,100,400.00000000000102,125,0,0,0,383.66652186501801,875616.33347813506,7871177.9065349903,876000.00000000012]
[null,109,"0MW | 100MW | 125MW","Amarillo, TX",9,100,0,100,400.00000000000102,125,0,0,0,383.66652186501801,875616.33347813506,7871177.9065349903,876000.00000000012]
[null,110,"0MW | 100MW | 125MW","Amarillo, TX",10,100,0,100,400.00000000000102,125,0,0,0,383.66652186501801,875616.33347813506,7871177.9065349903,876000.00000000012]
[null,111,"0MW | 100MW | 125MW","Amarillo, TX",11,100,0,100,400.00000000000102,125,0,0,0,383.66652186501801,875616.33347813506,7871177.9065349903,876000.00000000012]
[null,112,"0MW | 100MW | 125MW","Amarillo, TX",12,100,0,100,400.00000000000102,125,0,0,0,383.66652186501801,875616.33347813506,7871177.9065349903,876000.00000000012]
[null,113,"0MW | 100MW | 125MW","Amarillo, TX",13,100,0,100,400.00000000000102,125,0,0,0,383.66652186501801,875616.33347813506,7871177.9065349903,876000.00000000012]
[null,114,"0MW | 100MW | 125MW","Amarillo, TX",14,100,0,100,400.00000000000102,125,0,0,0,383.66652186501801,875616.33347813506,7871177.9065349903,876000.00000000012]
[null,115,"0MW | 100MW | 125MW","Amarillo, TX",15,100,0,100,400.00000000000102,125,0,0,0,383.66652186501801,875616.33347813506,7871177.9065349903,876000.00000000012]
[null,116,"0MW | 100MW | 125MW","Amarillo, TX",16,100,0,100,400.00000000000102,125,0,0,0,383.66652186501801,875616.33347813506,7871177.9065349903,876000.00000000012]
[null,117,"0MW | 100MW | 125MW","Amarillo, TX",17,100,0,100,400.00000000000102,125,0,0,0,383.66652186501801,875616.33347813506,7871177.9065349903,876000.00000000012]
[null,118,"0MW | 100MW | 125MW","Amarillo, TX",18,100,0,100,400.00000000000102,125,0,0,0,383.66652186501801,875616.33347813506,7871177.9065349903,876000.00000000012]
[null,119,"0MW | 100MW | 125MW","Amarillo, TX",19,100,0,100,400.00000000000102,125,0,0,0,383.66652186501801,875616.33347813506,7871177.9065349903,876000.00000000012]
[null,120,"0MW | 100MW | 125MW","Amarillo, TX",20,100,0,100,400.00000000000102,125,0,0,0,0,876000,7874626.7999999905,876000]
[null,121,"0MW | 150MW | 100MW","Amarillo, TX",1,100,0,149.99999999999901,599.99999999999898,100,0,0,0,575.499782797526,875424.500217202,7869453.4598024907,875999.99999999953]
[null,122,"0MW | 150MW | 100MW","Amarillo, TX",2,100,0,149.99999999999901,599.99999999999898,100,0,0,0,575.499782797526,875424.500217202,7869453.4598024907,875999.99999999953]
[null,123,"0MW | 150MW | 100MW","Amarillo, TX",3,100,0,149.99999999999901,599.99999999999898,100,0,0,0,575.499782797526,875424.500217202,7869453.4598024907,875999.99999999953]
[null,124,"0MW | 150MW | 100MW","Amarillo, TX",4,100,0,149.99999999999901,599.99999999999898,100,0,0,0,575.499782797526,875424.500217202,7869453.4598024907,875999.99999999953]
[null,125,"0MW | 150MW | 100MW","Amarillo, TX",5,100,0,149.99999999999901,599.99999999999898,100,0,0,0,575.499782797526,875424.500217202,7869453.4598024907,875999.99999999953]
[null,126,"0MW | 150MW | 100MW","Amarillo, TX",6,100,0,149.99999999999901,599.99999999999898,100,0,0,0,575.499782797526,875424.500217202,7869453.4598024907,875999.99999999953]
[null,127,"0MW | 150MW | 100MW","Amarillo, TX",7,100,0,149.99999999999901,599.99999999999898,100,0,0,0,575.499782797526,875424.500217202,7869453.4598024907,875999.99999999953]
[null,128,"0MW | 150MW | 100MW","Amarillo, TX",8,100,0,149.99999999999901,599.99999999999898,100,0,0,0,575.499782797526,875424.500217202,7869453.4598024907,875999.99999999953]
[null,129,"0MW | 150MW | 100MW","Amarillo, TX",9,100,0,149.99999999999901,599.99999999999898,100,0,0,0,575.499782797526,875424.500217202,7869453.4598024907,875999.99999999953]
[null,130,"0MW | 150MW | 100MW","Amarillo, TX",10,100,0,149.99999999999901,599.99999999999898,100,0,0,0,575.499782797526,875424.500217202,7869453.4598024907,875999.99999999953]
[null,131,"0MW | 150MW | 100MW","Amarillo, TX",11,100,0,149.99999999999901,599.99999999999898,100,0,0,0,575.499782797526,875424.500217202,7869453.4598024907,875999.99999999953]
[null,132,"0MW | 150MW | 100MW","Amarillo, TX",12,100,0,149.99999999999901,599.99999999999898,100,0,0,0,575.499782797526,875424.500217202,7869453.4598024907,875999.99999999953]
[null,133,"0MW | 150MW | 100MW","Amarillo, TX",13,100,0,149.99999999999901,599.99999999999898,100,0,0,0,575.499782797526,875424.500217202,7869453.4598024907,875999.99999999953]
[null,134,"0MW | 150MW | 100MW","Amarillo, TX",14,100,0,149.99999999999901,599.99999999999898,100,0,0,0,575.499782797526,875424.500217202,7869453.4598024907,875999.99999999953]
[null,135,"0MW | 150MW | 100MW","Amarillo, TX",15,100,0,149.99999999999901,599.99999999999898,100,0,0,0,575.499782797526,875424.500217202,7869453.4598024907,875999.99999999953]
[null,136,"0MW | 150MW | 100MW","Amarillo, TX",16,100,0,149.99999999999901,599.99999999999898,100,0,0,0,575.499782797526,875424.500217202,7869453.4598024907,875999.99999999953]
[null,137,"0MW | 150MW | 100MW","Amarillo, TX",17,100,0,149.99999999999901,599.99999999999898,100,0,0,0,575.499782797526,875424.500217202,7869453.4598024907,875999.99999999953]
[null,138,"0MW | 150MW | 100MW","Amarillo, TX",18,100,0,149.99999999999901,599.99999999999898,100,0,0,0,575.499782797526,875424.500217202,7869453.4598024907,875999.99999999953]
[null,139,"0MW | 150MW | 100MW","Amarillo, TX",19,100,0,149.99999999999901,599.99999999999898,100,0,0,0,575.499782797526,875424.500217202,7869453.4598024907,875999.99999999953]
[null,140,"0MW | 150MW | 100MW","Amarillo, TX",20,100,0,149.99999999999901,599.99999999999898,100,0,0,0,0,876000,7874626.7999999905,876000]
[null,141,"0MW | 150MW | 125MW","Amarillo, TX",1,100,0,149.99999999999901,599.99999999999898,125,0,0,0,575.499782797526,875424.500217202,7869453.4598024907,875999.99999999953]
[null,142,"0MW | 150MW | 125MW","Amarillo, TX",2,100,0,149.99999999999901,599.99999999999898,125,0,0,0,575.499782797526,875424.500217202,7869453.4598024907,875999.99999999953]
[null,143,"0MW | 150MW | 125MW","Amarillo, TX",3,100,0,149.99999999999901,599.99999999999898,125,0,0,0,575.499782797526,875424.500217202,7869453.4598024907,875999.99999999953]
[null,144,"0MW | 150MW | 125MW","Amarillo, TX",4,100,0,149.99999999999901,599.99999999999898,125,0,0,0,575.499782797526,875424.500217202,7869453.4598024907,875999.99999999953]
[null,145,"0MW | 150MW | 125MW","Amarillo, TX",5,100,0,149.99999999999901,599.99999999999898,125,0,0,0,575.499782797526,875424.500217202,7869453.4598024907,875999.99999999953]
[null,146,"0MW | 150MW | 125MW","Amarillo, TX",6,100,0,149.99999999999901,599.99999999999898,125,0,0,0,575.499782797526,875424.500217202,7869453.4598024907,875999.99999999953]
[null,147,"0MW | 150MW | 125MW","Amarillo, TX",7,100,0,149.99999999999901,599.99999999999898,125,0,0,0,575.499782797526,875424.500217202,7869453.4598024907,875999.99999999953]
[null,148,"0MW | 150MW | 125MW","Amarillo, TX",8,100,0,149.99999999999901,599.99999999999898,125,0,0,0,575.499782797526,875424.500217202,7869453.4598024907,875999.99999999953]
[null,149,"0MW | 150MW | 125MW","Amarillo, TX",9,100,0,149.99999999999901,599.99999999999898,125,0,0,0,575.499782797526,875424.500217202,7869453.4598024907,875999.99999999953]
[null,150,"0MW | 150MW | 125MW","Amarillo, TX",10,100,0,149.99999999999901,599.99999999999898,125,0,0,0,575.499782797526,875424.500217202,7869453.4598024907,875999.99999999953]
[null,151,"0MW | 150MW | 125MW","Amarillo, TX",11,100,0,149.99999999999901,599.99999999999898,125,0,0,0,575.499782797526,875424.500217202,7869453.4598024907,875999.99999999953]
[null,152,"0MW | 150MW | 125MW","Amarillo, TX",12,100,0,149.99999999999901,599.99999999999898,125,0,0,0,575.499782797526,875424.500217202,7869453.4598024907,875999.99999999953]
[null,153,"0MW | 150MW | 125MW","Amarillo, TX",13,100,0,149.99999999999901,599.99999999999898,125,0,0,0,575.499782797526,875424.500217202,7869453.4598024907,875999.99999999953]
[null,154,"0MW | 150MW | 125MW","Amarillo, TX",14,100,0,149.99999999999901,599.99999999999898,125,0,0,0,575.499782797526,875424.500217202,7869453.4598024907,875999.99999999953]
[null,155,"0MW | 150MW | 125MW","Amarillo, TX",15,100,0,149.99999999999901,599.99999999999898,125,0,0,0,575.499782797526,875424.500217202,7869453.4598024907,875999.99999999953]
[null,156,"0MW | 150MW | 125MW","Amarillo, TX",16,100,0,149.99999999999901,599.99999999999898,125,0,0,0,575.499782797526,875424.500217202,7869453.4598024907,875999.99999999953]
[null,157,"0MW | 150MW | 125MW","Amarillo, TX",17,100,0,149.99999999999901,599.99999999999898,125,0,0,0,575.499782797526,875424.500217202,7869453.4598024907,875999.99999999953]
[null,158,"0MW | 150MW | 125MW","Amarillo, TX",18,100,0,149.99999999999901,599.99999999999898,125,0,0,0,575.499782797526,875424.500217202,7869453.4598024907,875999.99999999953]
[null,159,"0MW | 150MW | 125MW","Amarillo, TX",19,100,0,149.99999999999901,599.99999999999898,125,0,0,0,575.499782797526,875424.500217202,7869453.4598024907,875999.99999999953]
[null,160,"0MW | 150MW | 125MW","Amarillo, TX",20,100,0,149.99999999999901,599.99999999999898,125,0,0,0,0,876000,7874626.7999999905,876000]
[null,161,"0MW | 200MW | 100MW","Amarillo, TX",1,100,0,199.99999999999901,799.99999999999795,100,0,0,0,767.33304373003295,875232.66695627,7867729.0130699901,876000]
[null,162,"0MW | 200MW | 100MW","Amarillo, TX",2,100,0,199.99999999999901,799.99999999999795,100,0,0,0,767.33304373003295,875232.66695627,7867729.0130699901,876000]
[null,163,"0MW | 200MW | 100MW","Amarillo, TX",3,100,0,199.99999999999901,799.99999999999795,100,0,0,0,767.33304373003295,875232.66695627,7867729.0130699901,876000]
[null,164,"0MW | 200MW | 100MW","Amarillo, TX",4,100,0,199.99999999999901,799.99999999999795,100,0,0,0,767.33304373003295,875232.66695627,7867729.0130699901,876000]
[null,165,"0MW | 200MW | 100MW","Amarillo, TX",5,100,0,199.99999999999901,799.99999999999795,100,0,0,0,767.33304373003295,875232.66695627,7867729.0130699901,876000]
[null,166,"0MW | 200MW | 100MW","Amarillo, TX",6,100,0,199.99999999999901,799.99999999999795,100,0,0,0,767.33304373003295,875232.66695627,7867729.0130699901,876000]
[null,167,"0MW | 200MW | 100MW","Amarillo, TX",7,100,0,199.99999999999901,799.99999999999795,100,0,0,0,767.33304373003295,875232.66695627,7867729.0130699901,876000]
[null,168,"0MW | 200MW | 100MW","Amarillo, TX",8,100,0,199.99999999999901,799.99999999999795,100,0,0,0,767.33304373003295,875232.66695627,7867729.0130699901,876000]
[null,169,"0MW | 200MW | 100MW","Amarillo, TX",9,100,0,199.99999999999901,799.99999999999795,100,0,0,0,767.33304373003295,875232.66695627,7867729.0130699901,876000]
[null,170,"0MW | 200MW | 100MW","Amarillo, TX",10,100,0,199.99999999999901,799.99999999999795,100,0,0,0,767.33304373003295,875232.66695627,7867729.0130699901,876000]
[null,171,"0MW | 200MW | 100MW","Amarillo, TX",11,100,0,199.99999999999901,799.99999999999795,100,0,0,0,767.33304373003295,875232.66695627,7867729.0130699901,876000]
[null,172,"0MW | 200MW | 100MW","Amarillo, TX",12,100,0,199.99999999999901,799.99999999999795,100,0,0,0,767.33304373003295,875232.66695627,7867729.0130699901,876000]
[null,173,"0MW | 200MW | 100MW","Amarillo, TX",13,100,0,199.99999999999901,799.99999999999795,100,0,0,0,767.33304373003295,875232.66695627,7867729.0130699901,876000]
[null,174,"0MW | 200MW | 100MW","Amarillo, TX",14,100,0,199.99999999999901,799.99999999999795,100,0,0,0,767.33304373003295,875232.66695627,7867729.0130699901,876000]
[null,175,"0MW | 200MW | 100MW","Amarillo, TX",15,100,0,199.99999999999901,799.99999999999795,100,0,0,0,767.33304373003295,875232.66695627,7867729.0130699901,876000]
[null,176,"0MW | 200MW | 100MW","Amarillo, TX",16,100,0,199.99999999999901,799.99999999999795,100,0,0,0,767.33304373003295,875232.66695627,7867729.0130699901,876000]
[null,177,"0MW | 200MW | 100MW","Amarillo, TX",17,100,0,199.99999999999901,799.99999999999795,100,0,0,0,767.33304373003295,875232.66695627,7867729.0130699901,876000]
[null,178,"0MW | 200MW | 100MW","Amarillo, TX",18,100,0,199.99999999999901,799.99999999999795,100,0,0,0,767.33304373003295,875232.66695627,7867729.0130699901,876000]
[null,179,"0MW | 200MW | 100MW","Amarillo, TX",19,100,0,199.99999999999901,799.99999999999795,100,0,0,0,767.33304373003295,875232.66695627,7867729.0130699901,876000]
[null,180,"0MW | 200MW | 100MW","Amarillo, TX",20,100,0,199.99999999999901,799.99999999999795,100,0,0,0,0,876000,7874626.7999999905,876000]
[null,181,"0MW | 200MW | 125MW","Amarillo, TX",1,100,0,199.99999999999901,799.99999999999795,125,0,0,0,767.33304373003295,875232.66695627,7867729.0130699901,876000]
[null,182,"0MW | 200MW | 125MW","Amarillo, TX",2,100,0,199.99999999999901,799.99999999999795,125,0,0,0,767.33304373003295,875232.66695627,7867729.0130699901,876000]
[null,183,"0MW | 200MW | 125MW","Amarillo, TX",3,100,0,199.99999999999901,799.99999999999795,125,0,0,0,767.33304373003295,875232.66695627,7867729.0130699901,876000]
[null,184,"0MW | 200MW | 125MW","Amarillo, TX",4,100,0,199.99999999999901,799.99999999999795,125,0,0,0,767.33304373003295,875232.66695627,7867729.0130699901,876000]
[null,185,"0MW | 200MW | 125MW","Amarillo, TX",5,100,0,199.99999999999901,799.99999999999795,125,0,0,0,767.33304373003295,875232.66695627,7867729.0130699901,876000]
[null,186,"0MW | 200MW | 125MW","Amarillo, TX",6,100,0,199.99999999999901,799.99999999999795,125,0,0,0,767.33304373003295,875232.66695627,7867729.0130699901,876000]
[null,187,"0MW | 200MW | 125MW","Amarillo, TX",7,100,0,199.99999999999901,799.99999999999795,125,0,0,0,767.33304373003295,875232.66695627,7867729.0130699901,876000]
[null,188,"0MW | 200MW | 125MW","Amarillo, TX",8,100,0,199.99999999999901,799.99999999999795,125,0,0,0,767.33304373003295,875232.66695627,7867729.0130699901,876000]
[null,189,"0MW | 200MW | 125MW","Amarillo, TX",9,100,0,199.99999999999901,799.99999999999795,125,0,0,0,767.33304373003295,875232.66695627,7867729.0130699901,876000]
[null,190,"0MW | 200MW | 125MW","Amarillo, TX",10,100,0,199.99999999999901,799.99999999999795,125,0,0,0,767.33304373003295,875232.66695627,7867729.0130699901,876000]
[null,191,"0MW | 200MW | 125MW","Amarillo, TX",11,100,0,199.99999999999901,799.99999999999795,125,0,0,0,767.33304373003295,875232.66695627,7867729.0130699901,876000]
[null,192,"0MW | 200MW | 125MW","Amarillo, TX",12,100,0,199.99999999999901,799.99999999999795,125,0,0,0,767.33304373003295,875232.66695627,7867729.0130699901,876000]
[null,193,"0MW | 200MW | 125MW","Amarillo, TX",13,100,0,199.99999999999901,799.99999999999795,125,0,0,0,767.33304373003295,875232.66695627,7867729.0130699901,876000]
[null,194,"0MW | 200MW | 125MW","Amarillo, TX",14,100,0,199.99999999999901,799.99999999999795,125,0,0,0,767.33304373003295,875232.66695627,7867729.0130699901,876000]
[null,195,"0MW | 200MW | 125MW","Amarillo, TX",15,100,0,199.99999999999901,799.99999999999795,125,0,0,0,767.33304373003295,875232.66695627,7867729.0130699901,876000]
[null,196,"0MW | 200MW | 125MW","Amarillo, TX",16,100,0,199.99999999999901,799.99999999999795,125,0,0,0,767.33304373003295,875232.66695627,7867729.0130699901,876000]
[null,197,"0MW | 200MW | 125MW","Amarillo, TX",17,100,0,199.99999999999901,799.99999999999795,125,0,0,0,767.33304373003295,875232.66695627,7867729.0130699901,876000]
[null,198,"0MW | 200MW | 125MW","Amarillo, TX",18,100,0,199.99999999999901,799.99999999999795,125,0,0,0,767.33304373003295,875232.66695627,7867729.0130699901,876000]
[null,199,"0MW | 200MW | 125MW","Amarillo, TX",19,100,0,199.99999999999901,799.99999999999795,125,0,0,0,767.33304373003295,875232.66695627,7867729.0130699901,876000]
[null,200,"0MW | 200MW | 125MW","Amarillo, TX",20,100,0,199.99999999999901,799.99999999999795,125,0,0,0,0,876000,7874626.7999999905,876000]
[null,201,"0MW | 250MW | 100MW","Amarillo, TX",1,100,0,250,1000,100,0,0,0,959.16630466254503,875040.83369533694,7866004.5663374905,875999.99999999953]
[null,202,"0MW | 250MW | 100MW","Amarillo, TX",2,100,0,250,1000,100,0,0,0,959.16630466254503,875040.83369533694,7866004.5663374905,875999.99999999953]
[null,203,"0MW | 250MW | 100MW","Amarillo, TX",3,100,0,250,1000,100,0,0,0,959.16630466254503,875040.83369533694,7866004.5663374905,875999.99999999953]
[null,204,"0MW | 250MW | 100MW","Amarillo, TX",4,100,0,250,1000,100,0,0,0,959.16630466254503,875040.83369533694,7866004.5663374905,875999.99999999953]
[null,205,"0MW | 250MW | 100MW","Amarillo, TX",5,100,0,250,1000,100,0,0,0,959.16630466254503,875040.83369533694,7866004.5663374905,875999.99999999953]
[null,206,"0MW | 250MW | 100MW","Amarillo, TX",6,100,0,250,1000,100,0,0,0,959.16630466254503,875040.83369533694,7866004.5663374905,875999.99999999953]
[null,207,"0MW | 250MW | 100MW","Amarillo, TX",7,100,0,250,1000,100,0,0,0,959.16630466254503,875040.83369533694,7866004.5663374905,875999.99999999953]
[null,208,"0MW | 250MW | 100MW","Amarillo, TX",8,100,0,250,1000,100,0,0,0,959.16630466254503,875040.83369533694,7866004.5663374905,875999.99999999953]
[null,209,"0MW | 250MW | 100MW","Amarillo, TX",9,100,0,250,1000,100,0,0,0,959.16630466254503,875040.83369533694,7866004.5663374905,875999.99999999953]
[null,210,"0MW | 250MW | 100MW","Amarillo, TX",10,100,0,250,1000,100,0,0,0,959.16630466254503,875040.83369533694,7866004.5663374905,875999.99999999953]
[null,211,"0MW | 250MW | 100MW","Amarillo, TX",11,100,0,250,1000,100,0,0,0,959.16630466254503,875040.83369533694,7866004.5663374905,875999.99999999953]
[null,212,"0MW | 250MW | 100MW","Amarillo, TX",12,100,0,250,1000,100,0,0,0,959.16630466254503,875040.83369533694,7866004.5663374905,875999.99999999953]
[null,213,"0MW | 250MW | 100MW","Amarillo, TX",13,100,0,250,1000,100,0,0,0,959.16630466254503,875040.83369533694,7866004.5663374905,875999.99999999953]
[null,214,"0MW | 250MW | 100MW","Amarillo, TX",14,100,0,250,1000,100,0,0,0,959.16630466254503,875040.83369533694,7866004.5663374905,875999.99999999953]
[null,215,"0MW | 250MW | 100MW","Amarillo, TX",15,100,0,250,1000,100,0,0,0,959.16630466254503,875040.83369533694,7866004.5663374905,875999.99999999953]
[null,216,"0MW | 250MW | 100MW","Amarillo, TX",16,100,0,250,1000,100,0,0,0,959.16630466254503,875040.83369533694,7866004.5663374905,875999.99999999953]
[null,217,"0MW | 250MW | 100MW","Amarillo, TX",17,100,0,250,1000,100,0,0,0,959.16630466254503,875040.83369533694,7866004.5663374905,875999.99999999953]
[null,218,"0MW | 250MW | 100MW","Amarillo, TX",18,100,0,250,1000,100,0,0,0,959.16630466254503,875040.83369533694,7866004.5663374905,875999.99999999953]
[null,219,"0MW | 250MW | 100MW","Amarillo, TX",19,100,0,250,1000,100,0,0,0,959.16630466254503,875040.83369533694,7866004.5663374905,875999.99999999953]
[null,220,"0MW | 250MW | 100MW","Amarillo, TX",20,100,0,250,1000,100,0,0,0,0,876000,7874626.7999999905,876000]
[null,221,"0MW | 250MW | 125MW","Amarillo, TX",1,100,0,250,1000,125,0,0,0,959.16630466254503,875040.83369533694,7866004.5663374905,875999.99999999953]
[null,222,"0MW | 250MW | 125MW","Amarillo, TX",2,100,0,250,1000,125,0,0,0,959.16630466254503,875040.83369533694,7866004.5663374905,875999.99999999953]
[null,223,"0MW | 250MW | 125MW","Amarillo, TX",3,100,0,250,1000,125,0,0,0,959.16630466254503,875040.83369533694,7866004.5663374905,875999.99999999953]
[null,224,"0MW | 250MW | 125MW","Amarillo, TX",4,100,0,250,1000,125,0,0,0,959.16630466254503,875040.83369533694,7866004.5663374905,875999.99999999953]
[null,225,"0MW | 250MW | 125MW","Amarillo, TX",5,100,0,250,1000,125,0,0,0,959.16630466254503,875040.83369533694,7866004.5663374905,875999.99999999953]
[null,226,"0MW | 250MW | 125MW","Amarillo, TX",6,100,0,250,1000,125,0,0,0,959.16630466254503,875040.83369533694,7866004.5663374905,875999.99999999953]
[null,227,"0MW | 250MW | 125MW","Amarillo, TX",7,100,0,250,1000,125,0,0,0,959.16630466254503,875040.83369533694,7866004.5663374905,875999.99999999953]
[null,228,"0MW | 250MW | 125MW","Amarillo, TX",8,100,0,250,1000,125,0,0,0,959.16630466254503,875040.83369533694,7866004.5663374905,875999.99999999953]
[null,229,"0MW | 250MW | 125MW","Amarillo, TX",9,100,0,250,1000,125,0,0,0,959.16630466254503,875040.83369533694,7866004.5663374905,875999.99999999953]
[null,230,"0MW | 250MW | 125MW","Amarillo, TX",10,100,0,250,1000,125,0,0,0,959.16630466254503,875040.83369533694,7866004.5663374905,875999.99999999953]
[null,231,"0MW | 250MW | 125MW","Amarillo, TX",11,100,0,250,1000,125,0,0,0,959.16630466254503,875040.83369533694,7866004.5663374905,875999.99999999953]
[null,232,"0MW | 250MW | 125MW","Amarillo, TX",12,100,0,250,1000,125,0,0,0,959.16630466254503,875040.83369533694,7866004.5663374905,875999.99999999953]
[null,233,"0MW | 250MW | 125MW","Amarillo, TX",13,100,0,250,1000,125,0,0,0,959.16630466254503,875040.83369533694,7866004.5663374905,875999.99999999953]
[null,234,"0MW | 250MW | 125MW","Amarillo, TX",14,100,0,250,1000,125,0,0,0,959.16630466254503,875040.83369533694,7866004.5663374905,875999.99999999953]
[null,235,"0MW | 250MW | 125MW","Amarillo, TX",15,100,0,250,1000,125,0,0,0,959.16630466254503,875040.83369533694,7866004.5663374905,875999.99999999953]
[null,236,"0MW | 250MW | 125MW","Amarillo, TX",16,100,0,250,1000,125,0,0,0,959.16630466254503,875040.83369533694,7866004.5663374905,875999.99999999953]
[null,237,"0MW | 250MW | 125MW","Amarillo, TX",17,100,0,250,1000,125,0,0,0,959.16630466254503,875040.83369533694,7866004.5663374905,875999.99999999953]
[null,238,"0MW | 250MW | 125MW","Amarillo, TX",18,100,0,250,1000,125,0,0,0,959.16630466254503,875040.83369533694,7866004.5663374905,875999.99999999953]
[null,239,"0MW | 250MW | 125MW","Amarillo, TX",19,100,0,250,1000,125,0,0,0,959.16630466254503,875040.83369533694,7866004.5663374905,875999.99999999953]
[null,240,"0MW | 250MW | 125MW","Amarillo, TX",20,100,0,250,1000,125,0,0,0,0,876000,7874626.7999999905,876000]
[null,241,"0MW | 300MW | 100MW","Amarillo, TX",1,100,0,299.99999999999898,1199.99999999999,100,0,0,0,1150.9995655950499,874849.00043440401,7864280.1196049899,875999.99999999907]
[null,242,"0MW | 300MW | 100MW","Amarillo, TX",2,100,0,299.99999999999898,1199.99999999999,100,0,0,0,1150.9995655950499,874849.00043440401,7864280.1196049899,875999.99999999907]
[null,243,"0MW | 300MW | 100MW","Amarillo, TX",3,100,0,299.99999999999898,1199.99999999999,100,0,0,0,1150.9995655950499,874849.00043440401,7864280.1196049899,875999.99999999907]
[null,244,"0MW | 300MW | 100MW","Amarillo, TX",4,100,0,299.99999999999898,1199.99999999999,100,0,0,0,1150.9995655950499,874849.00043440401,7864280.1196049899,875999.99999999907]
[null,245,"0MW | 300MW | 100MW","Amarillo, TX",5,100,0,299.99999999999898,1199.99999999999,100,0,0,0,1150.9995655950499,874849.00043440401,7864280.1196049899,875999.99999999907]
[null,246,"0MW | 300MW | 100MW","Amarillo, TX",6,100,0,299.99999999999898,1199.99999999999,100,0,0,0,1150.9995655950499,874849.00043440401,7864280.1196049899,875999.99999999907]
[null,247,"0MW | 300MW | 100MW","Amarillo, TX",7,100,0,299.99999999999898,1199.99999999999,100,0,0,0,1150.9995655950499,874849.00043440401,7864280.1196049899,875999.99999999907]
[null,248,"0MW | 300MW | 100MW","Amarillo, TX",8,100,0,299.99999999999898,1199.99999999999,100,0,0,0,1150.9995655950499,874849.00043440401,7864280.1196049899,875999.99999999907]
[null,249,"0MW | 300MW | 100MW","Amarillo, TX",9,100,0,299.99999999999898,1199.99999999999,100,0,0,0,1150.9995655950499,874849.00043440401,7864280.1196049899,875999.99999999907]
[null,250,"0MW | 300MW | 100MW","Amarillo, TX",10,100,0,299.99999999999898,1199.99999999999,100,0,0,0,1150.9995655950499,874849.00043440401,7864280.1196049899,875999.99999999907]
[null,251,"0MW | 300MW | 100MW","Amarillo, TX",11,100,0,299.99999999999898,1199.99999999999,100,0,0,0,1150.9995655950499,874849.00043440401,7864280.1196049899,875999.99999999907]
[null,252,"0MW | 300MW | 100MW","Amarillo, TX",12,100,0,299.99999999999898,1199.99999999999,100,0,0,0,1150.9995655950499,874849.00043440401,7864280.1196049899,875999.99999999907]
[null,253,"0MW | 300MW | 100MW","Amarillo, TX",13,100,0,299.99999999999898,1199.99999999999,100,0,0,0,1150.9995655950499,874849.00043440401,7864280.1196049899,875999.99999999907]
[null,254,"0MW | 300MW | 100MW","Amarillo, TX",14,100,0,299.99999999999898,1199.99999999999,100,0,0,0,1150.9995655950499,874849.00043440401,7864280.1196049899,875999.99999999907]
[null,255,"0MW | 300MW | 100MW","Amarillo, TX",15,100,0,299.99999999999898,1199.99999999999,100,0,0,0,1150.9995655950499,874849.00043440401,7864280.1196049899,875999.99999999907]
[null,256,"0MW | 300MW | 100MW","Amarillo, TX",16,100,0,299.99999999999898,1199.99999999999,100,0,0,0,1150.9995655950499,874849.00043440401,7864280.1196049899,875999.99999999907]
[null,257,"0MW | 300MW | 100MW","Amarillo, TX",17,100,0,299.99999999999898,1199.99999999999,100,0,0,0,1150.9995655950499,874849.00043440401,7864280.1196049899,875999.99999999907]
[null,258,"0MW | 300MW | 100MW","Amarillo, TX",18,100,0,299.99999999999898,1199.99999999999,100,0,0,0,1150.9995655950499,874849.00043440401,7864280.1196049899,875999.99999999907]
[null,259,"0MW | 300MW | 100MW","Amarillo, TX",19,100,0,299.99999999999898,1199.99999999999,100,0,0,0,1150.9995655950499,874849.00043440401,7864280.1196049899,875999.99999999907]
[null,260,"0MW | 300MW | 100MW","Amarillo, TX",20,100,0,299.99999999999898,1199.99999999999,100,0,0,0,0,876000,7874626.7999999905,876000]
[null,261,"0MW | 300MW | 125MW","Amarillo, TX",1,100,0,299.99999999999898,1199.99999999999,125,0,0,0,1150.9995655950499,874849.00043440401,7864280.1196049899,875999.99999999907]
[null,262,"0MW | 300MW | 125MW","Amarillo, TX",2,100,0,299.99999999999898,1199.99999999999,125,0,0,0,1150.9995655950499,874849.00043440401,7864280.1196049899,875999.99999999907]
[null,263,"0MW | 300MW | 125MW","Amarillo, TX",3,100,0,299.99999999999898,1199.99999999999,125,0,0,0,1150.9995655950499,874849.00043440401,7864280.1196049899,875999.99999999907]
[null,264,"0MW | 300MW | 125MW","Amarillo, TX",4,100,0,299.99999999999898,1199.99999999999,125,0,0,0,1150.9995655950499,874849.00043440401,7864280.1196049899,875999.99999999907]
[null,265,"0MW | 300MW | 125MW","Amarillo, TX",5,100,0,299.99999999999898,1199.99999999999,125,0,0,0,1150.9995655950499,874849.00043440401,7864280.1196049899,875999.99999999907]
[null,266,"0MW | 300MW | 125MW","Amarillo, TX",6,100,0,299.99999999999898,1199.99999999999,125,0,0,0,1150.9995655950499,874849.00043440401,7864280.1196049899,875999.99999999907]
[null,267,"0MW | 300MW | 125MW","Amarillo, TX",7,100,0,299.99999999999898,1199.99999999999,125,0,0,0,1150.9995655950499,874849.00043440401,7864280.1196049899,875999.99999999907]
[null,268,"0MW | 300MW | 125MW","Amarillo, TX",8,100,0,299.99999999999898,1199.99999999999,125,0,0,0,1150.9995655950499,874849.00043440401,7864280.1196049899,875999.99999999907]
[null,269,"0MW | 300MW | 125MW","Amarillo, TX",9,100,0,299.99999999999898,1199.99999999999,125,0,0,0,1150.9995655950499,874849.00043440401,7864280.1196049899,875999.99999999907]
[null,270,"0MW | 300MW | 125MW","Amarillo, TX",10,100,0,299.99999999999898,1199.99999999999,125,0,0,0,1150.9995655950499,874849.00043440401,7864280.1196049899,875999.99999999907]
[null,271,"0MW | 300MW | 125MW","Amarillo, TX",11,100,0,299.99999999999898,1199.99999999999,125,0,0,0,1150.9995655950499,874849.00043440401,7864280.1196049899,875999.99999999907]
[null,272,"0MW | 300MW | 125MW","Amarillo, TX",12,100,0,299.99999999999898,1199.99999999999,125,0,0,0,1150.9995655950499,874849.00043440401,7864280.1196049899,875999.99999999907]
[null,273,"0MW | 300MW | 125MW","Amarillo, TX",13,100,0,299.99999999999898,1199.99999999999,125,0,0,0,1150.9995655950499,874849.00043440401,7864280.1196049899,875999.99999999907]
[null,274,"0MW | 300MW | 125MW","Amarillo, TX",14,100,0,299.99999999999898,1199.99999999999,125,0,0,0,1150.9995655950499,874849.00043440401,7864280.1196049899,875999.99999999907]
[null,275,"0MW | 300MW | 125MW","Amarillo, TX",15,100,0,299.99999999999898,1199.99999999999,125,0,0,0,1150.9995655950499,874849.00043440401,7864280.1196049899,875999.99999999907]
[null,276,"0MW | 300MW | 125MW","Amarillo, TX",16,100,0,299.99999999999898,1199.99999999999,125,0,0,0,1150.9995655950499,874849.00043440401,7864280.1196049899,875999.99999999907]
[null,277,"0MW | 300MW | 125MW","Amarillo, TX",17,100,0,299.99999999999898,1199.99999999999,125,0,0,0,1150.9995655950499,874849.00043440401,7864280.1196049899,875999.99999999907]
[null,278,"0MW | 300MW | 125MW","Amarillo, TX",18,100,0,299.99999999999898,1199.99999999999,125,0,0,0,1150.9995655950499,874849.00043440401,7864280.1196049899,875999.99999999907]
[null,279,"0MW | 300MW | 125MW","Amarillo, TX",19,100,0,299.99999999999898,1199.99999999999,125,0,0,0,1150.9995655950499,874849.00043440401,7864280.1196049899,875999.99999999907]
[null,280,"0MW | 300MW | 125MW","Amarillo, TX",20,100,0,299.99999999999898,1199.99999999999,125,0,0,0,0,876000,7874626.7999999905,876000]
[null,281,"0MW | 350MW | 100MW","Amarillo, TX",1,100,0,349.99999999999898,1399.99999999999,100,0,0,0,1342.83282652756,874657.167173472,7862555.6728724902,875999.99999999953]
[null,282,"0MW | 350MW | 100MW","Amarillo, TX",2,100,0,349.99999999999898,1399.99999999999,100,0,0,0,1342.83282652756,874657.167173472,7862555.6728724902,875999.99999999953]
[null,283,"0MW | 350MW | 100MW","Amarillo, TX",3,100,0,349.99999999999898,1399.99999999999,100,0,0,0,1342.83282652756,874657.167173472,7862555.6728724902,875999.99999999953]
[null,284,"0MW | 350MW | 100MW","Amarillo, TX",4,100,0,349.99999999999898,1399.99999999999,100,0,0,0,1342.83282652756,874657.167173472,7862555.6728724902,875999.99999999953]
[null,285,"0MW | 350MW | 100MW","Amarillo, TX",5,100,0,349.99999999999898,1399.99999999999,100,0,0,0,1342.83282652756,874657.167173472,7862555.6728724902,875999.99999999953]
[null,286,"0MW | 350MW | 100MW","Amarillo, TX",6,100,0,349.99999999999898,1399.99999999999,100,0,0,0,1342.83282652756,874657.167173472,7862555.6728724902,875999.99999999953]
[null,287,"0MW | 350MW | 100MW","Amarillo, TX",7,100,0,349.99999999999898,1399.99999999999,100,0,0,0,1342.83282652756,874657.167173472,7862555.6728724902,875999.99999999953]
[null,288,"0MW | 350MW | 100MW","Amarillo, TX",8,100,0,349.99999999999898,1399.99999999999,100,0,0,0,1342.83282652756,874657.167173472,7862555.6728724902,875999.99999999953]
[null,289,"0MW | 350MW | 100MW","Amarillo, TX",9,100,0,349.99999999999898,1399.99999999999,100,0,0,0,1342.83282652756,874657.167173472,7862555.6728724902,875999.99999999953]
[null,290,"0MW | 350MW | 100MW","Amarillo, TX",10,100,0,349.99999999999898,1399.99999999999,100,0,0,0,1342.83282652756,874657.167173472,7862555.6728724902,875999.99999999953]
[null,291,"0MW | 350MW | 100MW","Amarillo, TX",11,100,0,349.99999999999898,1399.99999999999,100,0,0,0,1342.83282652756,874657.167173472,7862555.6728724902,875999.99999999953]
[null,292,"0MW | 350MW | 100MW","Amarillo, TX",12,100,0,349.99999999999898,1399.99999999999,100,0,0,0,1342.83282652756,874657.167173472,7862555.6728724902,875999.99999999953]
[null,293,"0MW | 350MW | 100MW","Amarillo, TX",13,100,0,349.99999999999898,1399.99999999999,100,0,0,0,1342.83282652756,874657.167173472,7862555.6728724902,875999.99999999953]
[null,294,"0MW | 350MW | 100MW","Amarillo, TX",14,100,0,349.99999999999898,1399.99999999999,100,0,0,0,1342.83282652756,874657.167173472,7862555.6728724902,875999.99999999953]
[null,295,"0MW | 350MW | 100MW","Amarillo, TX",15,100,0,349.99999999999898,1399.99999999999,100,0,0,0,1342.83282652756,874657.167173472,7862555.6728724902,875999.99999999953]
[null,296,"0MW | 350MW | 100MW","Amarillo, TX",16,100,0,349.99999999999898,1399.99999999999,100,0,0,0,1342.83282652756,874657.167173472,7862555.6728724902,875999.99999999953]
[null,297,"0MW | 350MW | 100MW","Amarillo, TX",17,100,0,349.99999999999898,1399.99999999999,100,0,0,0,1342.83282652756,874657.167173472,7862555.6728724902,875999.99999999953]
[null,298,"0MW | 350MW | 100MW","Amarillo, TX",18,100,0,349.99999999999898,1399.99999999999,100,0,0,0,1342.83282652756,874657.167173472,7862555.6728724902,875999.99999999953]
[null,299,"0MW | 350MW | 100MW","Amarillo, TX",19,100,0,349.99999999999898,1399.99999999999,100,0,0,0,1342.83282652756,874657.167173472,7862555.6728724902,875999.99999999953]
[null,300,"0MW | 350MW | 100MW","Amarillo, TX",20,100,0,349.99999999999898,1399.99999999999,100,0,0,0,0,876000,7874626.7999999905,876000]
[null,301,"0MW | 350MW | 125MW","Amarillo, TX",1,100,0,349.99999999999898,1399.99999999999,125,0,0,0,1342.83282652756,874657.167173472,7862555.6728724902,875999.99999999953]
[null,302,"0MW | 350MW | 125MW","Amarillo, TX",2,100,0,349.99999999999898,1399.99999999999,125,0,0,0,1342.83282652756,874657.167173472,7862555.6728724902,875999.99999999953]
[null,303,"0MW | 350MW | 125MW","Amarillo, TX",3,100,0,349.99999999999898,1399.99999999999,125,0,0,0,1342.83282652756,874657.167173472,7862555.6728724902,875999.99999999953]
[null,304,"0MW | 350MW | 125MW","Amarillo, TX",4,100,0,349.99999999999898,1399.99999999999,125,0,0,0,1342.83282652756,874657.167173472,7862555.6728724902,875999.99999999953]
[null,305,"0MW | 350MW | 125MW","Amarillo, TX",5,100,0,349.99999999999898,1399.99999999999,125,0,0,0,1342.83282652756,874657.167173472,7862555.6728724902,875999.99999999953]
[null,306,"0MW | 350MW | 125MW","Amarillo, TX",6,100,0,349.99999999999898,1399.99999999999,125,0,0,0,1342.83282652756,874657.167173472,7862555.6728724902,875999.99999999953]
[null,307,"0MW | 350MW | 125MW","Amarillo, TX",7,100,0,349.99999999999898,1399.99999999999,125,0,0,0,1342.83282652756,874657.167173472,7862555.6728724902,875999.99999999953]
[null,308,"0MW | 350MW | 125MW","Amarillo, TX",8,100,0,349.99999999999898,1399.99999999999,125,0,0,0,1342.83282652756,874657.167173472,7862555.6728724902,875999.99999999953]
[null,309,"0MW | 350MW | 125MW","Amarillo, TX",9,100,0,349.99999999999898,1399.99999999999,125,0,0,0,1342.83282652756,874657.167173472,7862555.6728724902,875999.99999999953]
[null,310,"0MW | 350MW | 125MW","Amarillo, TX",10,100,0,349.99999999999898,1399.99999999999,125,0,0,0,1342.83282652756,874657.167173472,7862555.6728724902,875999.99999999953]
[null,311,"0MW | 350MW | 125MW","Amarillo, TX",11,100,0,349.99999999999898,1399.99999999999,125,0,0,0,1342.83282652756,874657.167173472,7862555.6728724902,875999.99999999953]
[null,312,"0MW | 350MW | 125MW","Amarillo, TX",12,100,0,349.99999999999898,1399.99999999999,125,0,0,0,1342.83282652756,874657.167173472,7862555.6728724902,875999.99999999953]
[null,313,"0MW | 350MW | 125MW","Amarillo, TX",13,100,0,349.99999999999898,1399.99999999999,125,0,0,0,1342.83282652756,874657.167173472,7862555.6728724902,875999.99999999953]
[null,314,"0MW | 350MW | 125MW","Amarillo, TX",14,100,0,349.99999999999898,1399.99999999999,125,0,0,0,1342.83282652756,874657.167173472,7862555.6728724902,875999.99999999953]
[null,315,"0MW | 350MW | 125MW","Amarillo, TX",15,100,0,349.99999999999898,1399.99999999999,125,0,0,0,1342.83282652756,874657.167173472,7862555.6728724902,875999.99999999953]
[null,316,"0MW | 350MW | 125MW","Amarillo, TX",16,100,0,349.99999999999898,1399.99999999999,125,0,0,0,1342.83282652756,874657.167173472,7862555.6728724902,875999.99999999953]
[null,317,"0MW | 350MW | 125MW","Amarillo, TX",17,100,0,349.99999999999898,1399.99999999999,125,0,0,0,1342.83282652756,874657.167173472,7862555.6728724902,875999.99999999953]
[null,318,"0MW | 350MW | 125MW","Amarillo, TX",18,100,0,349.99999999999898,1399.99999999999,125,0,0,0,1342.83282652756,874657.167173472,7862555.6728724902,875999.99999999953]
[null,319,"0MW | 350MW | 125MW","Amarillo, TX",19,100,0,349.99999999999898,1399.99999999999,125,0,0,0,1342.83282652756,874657.167173472,7862555.6728724902,875999.99999999953]
[null,320,"0MW | 350MW | 125MW","Amarillo, TX",20,100,0,349.99999999999898,1399.99999999999,125,0,0,0,0,876000,7874626.7999999905,876000]
[null,321,"0MW | 400MW | 100MW","Amarillo, TX",1,100,0,400,1600,100,0,0,0,1534.66608746007,874465.33391253999,7860831.2261399906,876000.00000000012]
[null,322,"0MW | 400MW | 100MW","Amarillo, TX",2,100,0,400,1600,100,0,0,0,1534.66608746007,874465.33391253999,7860831.2261399906,876000.00000000012]
[null,323,"0MW | 400MW | 100MW","Amarillo, TX",3,100,0,400,1600,100,0,0,0,1534.66608746007,874465.33391253999,7860831.2261399906,876000.00000000012]
[null,324,"0MW | 400MW | 100MW","Amarillo, TX",4,100,0,400,1600,100,0,0,0,1534.66608746007,874465.33391253999,7860831.2261399906,876000.00000000012]
[null,325,"0MW | 400MW | 100MW","Amarillo, TX",5,100,0,400,1600,100,0,0,0,1534.66608746007,874465.33391253999,7860831.2261399906,876000.00000000012]
[null,326,"0MW | 400MW | 100MW","Amarillo, TX",6,100,0,400,1600,100,0,0,0,1534.66608746007,874465.33391253999,7860831.2261399906,876000.00000000012]
[null,327,"0MW | 400MW | 100MW","Amarillo, TX",7,100,0,400,1600,100,0,0,0,1534.66608746007,874465.33391253999,7860831.2261399906,876000.00000000012]
[null,328,"0MW | 400MW | 100MW","Amarillo, TX",8,100,0,400,1600,100,0,0,0,1534.66608746007,874465.33391253999,7860831.2261399906,876000.00000000012]
[null,329,"0MW | 400MW | 100MW","Amarillo, TX",9,100,0,400,1600,100,0,0,0,1534.66608746007,874465.33391253999,7860831.2261399906,876000.00000000012]
[null,330,"0MW | 400MW | 100MW","Amarillo, TX",10,100,0,400,1600,100,0,0,0,1534.66608746007,874465.33391253999,7860831.2261399906,876000.00000000012]
[null,331,"0MW | 400MW | 100MW","Amarillo, TX",11,100,0,400,1600,100,0,0,0,1534.66608746007,874465.33391253999,7860831.2261399906,876000.00000000012]
[null,332,"0MW | 400MW | 100MW","Amarillo, TX",12,100,0,400,1600,100,0,0,0,1534.66608746007,874465.33391253999,7860831.2261399906,876000.00000000012]
[null,333,"0MW | 400MW | 100MW","Amarillo, TX",13,100,0,400,1600,100,0,0,0,1534.66608746007,874465.33391253999,7860831.2261399906,876000.00000000012]
[null,334,"0MW | 400MW | 100MW","Amarillo, TX",14,100,0,400,1600,100,0,0,0,1534.66608746007,874465.33391253999,7860831.2261399906,876000.00000000012]
[null,335,"0MW | 400MW | 100MW","Amarillo, TX",15,100,0,400,1600,100,0,0,0,1534.66608746007,874465.33391253999,7860831.2261399906,876000.00000000012]
[null,336,"0MW | 400MW | 100MW","Amarillo, TX",16,100,0,400,1600,100,0,0,0,1534.66608746007,874465.33391253999,7860831.2261399906,876000.00000000012]
[null,337,"0MW | 400MW | 100MW","Amarillo, TX",17,100,0,400,1600,100,0,0,0,1534.66608746007,874465.33391253999,7860831.2261399906,876000.00000000012]
[null,338,"0MW | 400MW | 100MW","Amarillo, TX",18,100,0,400,1600,100,0,0,0,1534.66608746007,874465.33391253999,7860831.2261399906,876000.00000000012]
[null,339,"0MW | 400MW | 100MW","Amarillo, TX",19,100,0,400,1600,100,0,0,0,1534.66608746007,874465.33391253999,7860831.2261399906,876000.00000000012]
[null,340,"0MW | 400MW | 100MW","Amarillo, TX",20,100,0,400,1600,100,0,0,0,0,876000,7874626.7999999905,876000]
[null,341,"0MW | 400MW | 125MW","Amarillo, TX",1,100,0,400,1600,125,0,0,0,1534.66608746007,874465.33391253999,7860831.2261399906,876000.00000000012]
[null,342,"0MW | 400MW | 125MW","Amarillo, TX",2,100,0,400,1600,125,0,0,0,1534.66608746007,874465.33391253999,7860831.2261399906,876000.00000000012]
[null,343,"0MW | 400MW | 125MW","Amarillo, TX",3,100,0,400,1600,125,0,0,0,1534.66608746007,874465.33391253999,7860831.2261399906,876000.00000000012]
[null,344,"0MW | 400MW | 125MW","Amarillo, TX",4,100,0,400,1600,125,0,0,0,1534.66608746007,874465.33391253999,7860831.2261399906,876000.00000000012]
[null,345,"0MW | 400MW | 125MW","Amarillo, TX",5,100,0,400,1600,125,0,0,0,1534.66608746007,874465.33391253999,7860831.2261399906,876000.00000000012]
[null,346,"0MW | 400MW | 125MW","Amarillo, TX",6,100,0,400,1600,125,0,0,0,1534.66608746007,874465.33391253999,7860831.2261399906,876000.00000000012]
[null,347,"0MW | 400MW | 125MW","Amarillo, TX",7,100,0,400,1600,125,0,0,0,1534.66608746007,874465.33391253999,7860831.2261399906,876000.00000000012]
[null,348,"0MW | 400MW | 125MW","Amarillo, TX",8,100,0,400,1600,125,0,0,0,1534.66608746007,874465.33391253999,7860831.2261399906,876000.00000000012]
[null,349,"0MW | 400MW | 125MW","Amarillo, TX",9,100,0,400,1600,125,0,0,0,1534.66608746007,874465.33391253999,7860831.2261399906,876000.00000000012]
[null,350,"0MW | 400MW | 125MW","Amarillo, TX",10,100,0,400,1600,125,0,0,0,1534.66608746007,874465.33391253999,7860831.2261399906,876000.00000000012]
[null,351,"0MW | 400MW | 125MW","Amarillo, TX",11,100,0,400,1600,125,0,0,0,1534.66608746007,874465.33391253999,7860831.2261399906,876000.00000000012]
[null,352,"0MW | 400MW | 125MW","Amarillo, TX",12,100,0,400,1600,125,0,0,0,1534.66608746007,874465.33391253999,7860831.2261399906,876000.00000000012]
[null,353,"0MW | 400MW | 125MW","Amarillo, TX",13,100,0,400,1600,125,0,0,0,1534.66608746007,874465.33391253999,7860831.2261399906,876000.00000000012]
[null,354,"0MW | 400MW | 125MW","Amarillo, TX",14,100,0,400,1600,125,0,0,0,1534.66608746007,874465.33391253999,7860831.2261399906,876000.00000000012]
[null,355,"0MW | 400MW | 125MW","Amarillo, TX",15,100,0,400,1600,125,0,0,0,1534.66608746007,874465.33391253999,7860831.2261399906,876000.00000000012]
[null,356,"0MW | 400MW | 125MW","Amarillo, TX",16,100,0,400,1600,125,0,0,0,1534.66608746007,874465.33391253999,7860831.2261399906,876000.00000000012]
[null,357,"0MW | 400MW | 125MW","Amarillo, TX",17,100,0,400,1600,125,0,0,0,1534.66608746007,874465.33391253999,7860831.2261399906,876000.00000000012]
[null,358,"0MW | 400MW | 125MW","Amarillo, TX",18,100,0,400,1600,125,0,0,0,1534.66608746007,874465.33391253999,7860831.2261399906,876000.00000000012]
[null,359,"0MW | 400MW | 125MW","Amarillo, TX",19,100,0,400,1600,125,0,0,0,1534.66608746007,874465.33391253999,7860831.2261399906,876000.00000000012]
[null,360,"0MW | 400MW | 125MW","Amarillo, TX",20,100,0,400,1600,125,0,0,0,0,876000,7874626.7999999905,876000]
[null,361,"0MW | 450MW | 100MW","Amarillo, TX",1,100,0,449.99999999999898,1799.99999999999,100,0,0,0,1726.49934839257,874273.50065160706,7859106.77940749,875999.99999999965]
[null,362,"0MW | 450MW | 100MW","Amarillo, TX",2,100,0,449.99999999999898,1799.99999999999,100,0,0,0,1726.49934839257,874273.50065160706,7859106.77940749,875999.99999999965]
[null,363,"0MW | 450MW | 100MW","Amarillo, TX",3,100,0,449.99999999999898,1799.99999999999,100,0,0,0,1726.49934839257,874273.50065160706,7859106.77940749,875999.99999999965]
[null,364,"0MW | 450MW | 100MW","Amarillo, TX",4,100,0,449.99999999999898,1799.99999999999,100,0,0,0,1726.49934839257,874273.50065160706,7859106.77940749,875999.99999999965]
[null,365,"0MW | 450MW | 100MW","Amarillo, TX",5,100,0,449.99999999999898,1799.99999999999,100,0,0,0,1726.49934839257,874273.50065160706,7859106.77940749,875999.99999999965]
[null,366,"0MW | 450MW | 100MW","Amarillo, TX",6,100,0,449.99999999999898,1799.99999999999,100,0,0,0,1726.49934839257,874273.50065160706,7859106.77940749,875999.99999999965]
[null,367,"0MW | 450MW | 100MW","Amarillo, TX",7,100,0,449.99999999999898,1799.99999999999,100,0,0,0,1726.49934839257,874273.50065160706,7859106.77940749,875999.99999999965]
[null,368,"0MW | 450MW | 100MW","Amarillo, TX",8,100,0,449.99999999999898,1799.99999999999,100,0,0,0,1726.49934839257,874273.50065160706,7859106.77940749,875999.99999999965]
[null,369,"0MW | 450MW | 100MW","Amarillo, TX",9,100,0,449.99999999999898,1799.99999999999,100,0,0,0,1726.49934839257,874273.50065160706,7859106.77940749,875999.99999999965]
[null,370,"0MW | 450MW | 100MW","Amarillo, TX",10,100,0,449.99999999999898,1799.99999999999,100,0,0,0,1726.49934839257,874273.50065160706,7859106.77940749,875999.99999999965]
[null,371,"0MW | 450MW | 100MW","Amarillo, TX",11,100,0,449.99999999999898,1799.99999999999,100,0,0,0,1726.49934839257,874273.50065160706,7859106.77940749,875999.99999999965]
[null,372,"0MW | 450MW | 100MW","Amarillo, TX",12,100,0,449.99999999999898,1799.99999999999,100,0,0,0,1726.49934839257,874273.50065160706,7859106.77940749,875999.99999999965]
[null,373,"0MW | 450MW | 100MW","Amarillo, TX",13,100,0,449.99999999999898,1799.99999999999,100,0,0,0,1726.49934839257,874273.50065160706,7859106.77940749,875999.99999999965]
[null,374,"0MW | 450MW | 100MW","Amarillo, TX",14,100,0,449.99999999999898,1799.99999999999,100,0,0,0,1726.49934839257,874273.50065160706,7859106.77940749,875999.99999999965]
[null,375,"0MW | 450MW | 100MW","Amarillo, TX",15,100,0,449.99999999999898,1799.99999999999,100,0,0,0,1726.49934839257,874273.50065160706,7859106.77940749,875999.99999999965]
[null,376,"0MW | 450MW | 100MW","Amarillo, TX",16,100,0,449.99999999999898,1799.99999999999,100,0,0,0,1726.49934839257,874273.50065160706,7859106.77940749,875999.99999999965]
[null,377,"0MW | 450MW | 100MW","Amarillo, TX",17,100,0,449.99999999999898,1799.99999999999,100,0,0,0,1726.49934839257,874273.50065160706,7859106.77940749,875999.99999999965]
[null,378,"0MW | 450MW | 100MW","Amarillo, TX",18,100,0,449.99999999999898,1799.99999999999,100,0,0,0,1726.49934839257,874273.50065160706,7859106.77940749,875999.99999999965]
[null,379,"0MW | 450MW | 100MW","Amarillo, TX",19,100,0,449.99999999999898,1799.99999999999,100,0,0,0,1726.49934839257,874273.50065160706,7859106.77940749,875999.99999999965]
[null,380,"0MW | 450MW | 100MW","Amarillo, TX",20,100,0,449.99999999999898,1799.99999999999,100,0,0,0,0,876000,7874626.7999999905,876000]
[null,381,"0MW | 450MW | 125MW","Amarillo, TX",1,100,0,449.99999999999898,1799.99999999999,125,0,0,0,1726.49934839257,874273.50065160706,7859106.77940749,875999.99999999965]
[null,382,"0MW | 450MW | 125MW","Amarillo, TX",2,100,0,449.99999999999898,1799.99999999999,125,0,0,0,1726.49934839257,874273.50065160706,7859106.77940749,875999.99999999965]
[null,383,"0MW | 450MW | 125MW","Amarillo, TX",3,100,0,449.99999999999898,1799.99999999999,125,0,0,0,1726.49934839257,874273.50065160706,7859106.77940749,875999.99999999965]
[null,384,"0MW | 450MW | 125MW","Amarillo, TX",4,100,0,449.99999999999898,1799.99999999999,125,0,0,0,1726.49934839257,874273.50065160706,7859106.77940749,875999.99999999965]
[null,385,"0MW | 450MW | 125MW","Amarillo, TX",5,100,0,449.99999999999898,1799.99999999999,125,0,0,0,1726.49934839257,874273.50065160706,7859106.77940749,875999.99999999965]
[null,386,"0MW | 450MW | 125MW","Amarillo, TX",6,100,0,449.99999999999898,1799.99999999999,125,0,0,0,1726.49934839257,874273.50065160706,7859106.77940749,875999.99999999965]
[null,387,"0MW | 450MW | 125MW","Amarillo, TX",7,100,0,449.99999999999898,1799.99999999999,125,0,0,0,1726.49934839257,874273.50065160706,7859106.77940749,875999.99999999965]
[null,388,"0MW | 450MW | 125MW","Amarillo, TX",8,100,0,449.99999999999898,1799.99999999999,125,0,0,0,1726.49934839257,874273.50065160706,7859106.77940749,875999.99999999965]
[null,389,"0MW | 450MW | 125MW","Amarillo, TX",9,100,0,449.99999999999898,1799.99999999999,125,0,0,0,1726.49934839257,874273.50065160706,7859106.77940749,875999.99999999965]
[null,390,"0MW | 450MW | 125MW","Amarillo, TX",10,100,0,449.99999999999898,1799.99999999999,125,0,0,0,1726.49934839257,874273.50065160706,7859106.77940749,875999.99999999965]
[null,391,"0MW | 450MW | 125MW","Amarillo, TX",11,100,0,449.99999999999898,1799.99999999999,125,0,0,0,1726.49934839257,874273.50065160706,7859106.77940749,875999.99999999965]
[null,392,"0MW | 450MW | 125MW","Amarillo, TX",12,100,0,449.99999999999898,1799.99999999999,125,0,0,0,1726.49934839257,874273.50065160706,7859106.77940749,875999.99999999965]
[null,393,"0MW | 450MW | 125MW","Amarillo, TX",13,100,0,449.99999999999898,1799.99999999999,125,0,0,0,1726.49934839257,874273.50065160706,7859106.77940749,875999.99999999965]
[null,394,"0MW | 450MW | 125MW","Amarillo, TX",14,100,0,449.99999999999898,1799.99999999999,125,0,0,0,1726.49934839257,874273.50065160706,7859106.77940749,875999.99999999965]
[null,395,"0MW | 450MW | 125MW","Amarillo, TX",15,100,0,449.99999999999898,1799.99999999999,125,0,0,0,1726.49934839257,874273.50065160706,7859106.77940749,875999.99999999965]
[null,396,"0MW | 450MW | 125MW","Amarillo, TX",16,100,0,449.99999999999898,1799.99999999999,125,0,0,0,1726.49934839257,874273.50065160706,7859106.77940749,875999.99999999965]
[null,397,"0MW | 450MW | 125MW","Amarillo, TX",17,100,0,449.99999999999898,1799.99999999999,125,0,0,0,1726.49934839257,874273.50065160706,7859106.77940749,875999.99999999965]
[null,398,"0MW | 450MW | 125MW","Amarillo, TX",18,100,0,449.99999999999898,1799.99999999999,125,0,0,0,1726.49934839257,874273.50065160706,7859106.77940749,875999.99999999965]
[null,399,"0MW | 450MW | 125MW","Amarillo, TX",19,100,0,449.99999999999898,1799.99999999999,125,0,0,0,1726.49934839257,874273.50065160706,7859106.77940749,875999.99999999965]
[null,400,"0MW | 450MW | 125MW","Amarillo, TX",20,100,0,449.99999999999898,1799.99999999999,125,0,0,0,0,876000,7874626.7999999905,876000]
[null,401,"0MW | 500MW | 100MW","Amarillo, TX",1,100,0,499.99999999999898,1999.99999999999,100,0,0,0,1918.3326093250801,874081.667390674,7857382.3326749904,875999.99999999907]
[null,402,"0MW | 500MW | 100MW","Amarillo, TX",2,100,0,499.99999999999898,1999.99999999999,100,0,0,0,1918.3326093250801,874081.667390674,7857382.3326749904,875999.99999999907]
[null,403,"0MW | 500MW | 100MW","Amarillo, TX",3,100,0,499.99999999999898,1999.99999999999,100,0,0,0,1918.3326093250801,874081.667390674,7857382.3326749904,875999.99999999907]
[null,404,"0MW | 500MW | 100MW","Amarillo, TX",4,100,0,499.99999999999898,1999.99999999999,100,0,0,0,1918.3326093250801,874081.667390674,7857382.3326749904,875999.99999999907]
[null,405,"0MW | 500MW | 100MW","Amarillo, TX",5,100,0,499.99999999999898,1999.99999999999,100,0,0,0,1918.3326093250801,874081.667390674,7857382.3326749904,875999.99999999907]
[null,406,"0MW | 500MW | 100MW","Amarillo, TX",6,100,0,499.99999999999898,1999.99999999999,100,0,0,0,1918.3326093250801,874081.667390674,7857382.3326749904,875999.99999999907]
[null,407,"0MW | 500MW | 100MW","Amarillo, TX",7,100,0,499.99999999999898,1999.99999999999,100,0,0,0,1918.3326093250801,874081.667390674,7857382.3326749904,875999.99999999907]
[null,408,"0MW | 500MW | 100MW","Amarillo, TX",8,100,0,499.99999999999898,1999.99999999999,100,0,0,0,1918.3326093250801,874081.667390674,7857382.3326749904,875999.99999999907]
[null,409,"0MW | 500MW | 100MW","Amarillo, TX",9,100,0,499.99999999999898,1999.99999999999,100,0,0,0,1918.3326093250801,874081.667390674,7857382.3326749904,875999.99999999907]
[null,410,"0MW | 500MW | 100MW","Amarillo, TX",10,100,0,499.99999999999898,1999.99999999999,100,0,0,0,1918.3326093250801,874081.667390674,7857382.3326749904,875999.99999999907]
[null,411,"0MW | 500MW | 100MW","Amarillo, TX",11,100,0,499.99999999999898,1999.99999999999,100,0,0,0,1918.3326093250801,874081.667390674,7857382.3326749904,875999.99999999907]
[null,412,"0MW | 500MW | 100MW","Amarillo, TX",12,100,0,499.99999999999898,1999.99999999999,100,0,0,0,1918.3326093250801,874081.667390674,7857382.3326749904,875999.99999999907]
[null,413,"0MW | 500MW | 100MW","Amarillo, TX",13,100,0,499.99999999999898,1999.99999999999,100,0,0,0,1918.3326093250801,874081.667390674,7857382.3326749904,875999.99999999907]
[null,414,"0MW | 500MW | 100MW","Amarillo, TX",14,100,0,499.99999999999898,1999.99999999999,100,0,0,0,1918.3326093250801,874081.667390674,7857382.3326749904,875999.99999999907]
[null,415,"0MW | 500MW | 100MW","Amarillo, TX",15,100,0,499.99999999999898,1999.99999999999,100,0,0,0,1918.3326093250801,874081.667390674,7857382.3326749904,875999.99999999907]
[null,416,"0MW | 500MW | 100MW","Amarillo, TX",16,100,0,499.99999999999898,1999.99999999999,100,0,0,0,1918.3326093250801,874081.667390674,7857382.3326749904,875999.99999999907]
[null,417,"0MW | 500MW | 100MW","Amarillo, TX",17,100,0,499.99999999999898,1999.99999999999,100,0,0,0,1918.3326093250801,874081.667390674,7857382.3326749904,875999.99999999907]
[null,418,"0MW | 500MW | 100MW","Amarillo, TX",18,100,0,499.99999999999898,1999.99999999999,100,0,0,0,1918.3326093250801,874081.667390674,7857382.3326749904,875999.99999999907]
[null,419,"0MW | 500MW | 100MW","Amarillo, TX",19,100,0,499.99999999999898,1999.99999999999,100,0,0,0,1918.3326093250801,874081.667390674,7857382.3326749904,875999.99999999907]
[null,420,"0MW | 500MW | 100MW","Amarillo, TX",20,100,0,499.99999999999898,1999.99999999999,100,0,0,0,0,876000,7874626.7999999905,876000]
[null,421,"0MW | 500MW | 125MW","Amarillo, TX",1,100,0,499.99999999999898,1999.99999999999,125,0,0,0,1918.3326093250801,874081.667390674,7857382.3326749904,875999.99999999907]
[null,422,"0MW | 500MW | 125MW","Amarillo, TX",2,100,0,499.99999999999898,1999.99999999999,125,0,0,0,1918.3326093250801,874081.667390674,7857382.3326749904,875999.99999999907]
[null,423,"0MW | 500MW | 125MW","Amarillo, TX",3,100,0,499.99999999999898,1999.99999999999,125,0,0,0,1918.3326093250801,874081.667390674,7857382.3326749904,875999.99999999907]
[null,424,"0MW | 500MW | 125MW","Amarillo, TX",4,100,0,499.99999999999898,1999.99999999999,125,0,0,0,1918.3326093250801,874081.667390674,7857382.3326749904,875999.99999999907]
[null,425,"0MW | 500MW | 125MW","Amarillo, TX",5,100,0,499.99999999999898,1999.99999999999,125,0,0,0,1918.3326093250801,874081.667390674,7857382.3326749904,875999.99999999907]
[null,426,"0MW | 500MW | 125MW","Amarillo, TX",6,100,0,499.99999999999898,1999.99999999999,125,0,0,0,1918.3326093250801,874081.667390674,7857382.3326749904,875999.99999999907]
[null,427,"0MW | 500MW | 125MW","Amarillo, TX",7,100,0,499.99999999999898,1999.99999999999,125,0,0,0,1918.3326093250801,874081.667390674,7857382.3326749904,875999.99999999907]
[null,428,"0MW | 500MW | 125MW","Amarillo, TX",8,100,0,499.99999999999898,1999.99999999999,125,0,0,0,1918.3326093250801,874081.667390674,7857382.3326749904,875999.99999999907]
[null,429,"0MW | 500MW | 125MW","Amarillo, TX",9,100,0,499.99999999999898,1999.99999999999,125,0,0,0,1918.3326093250801,874081.667390674,7857382.3326749904,875999.99999999907]
[null,430,"0MW | 500MW | 125MW","Amarillo, TX",10,100,0,499.99999999999898,1999.99999999999,125,0,0,0,1918.3326093250801,874081.667390674,7857382.3326749904,875999.99999999907]
[null,431,"0MW | 500MW | 125MW","Amarillo, TX",11,100,0,499.99999999999898,1999.99999999999,125,0,0,0,1918.3326093250801,874081.667390674,7857382.3326749904,875999.99999999907]
[null,432,"0MW | 500MW | 125MW","Amarillo, TX",12,100,0,499.99999999999898,1999.99999999999,125,0,0,0,1918.3326093250801,874081.667390674,7857382.3326749904,875999.99999999907]
[null,433,"0MW | 500MW | 125MW","Amarillo, TX",13,100,0,499.99999999999898,1999.99999999999,125,0,0,0,1918.3326093250801,874081.667390674,7857382.3326749904,875999.99999999907]
[null,434,"0MW | 500MW | 125MW","Amarillo, TX",14,100,0,499.99999999999898,1999.99999999999,125,0,0,0,1918.3326093250801,874081.667390674,7857382.3326749904,875999.99999999907]
[null,435,"0MW | 500MW | 125MW","Amarillo, TX",15,100,0,499.99999999999898,1999.99999999999,125,0,0,0,1918.3326093250801,874081.667390674,7857382.3326749904,875999.99999999907]
[null,436,"0MW | 500MW | 125MW","Amarillo, TX",16,100,0,499.99999999999898,1999.99999999999,125,0,0,0,1918.3326093250801,874081.667390674,7857382.3326749904,875999.99999999907]
[null,437,"0MW | 500MW | 125MW","Amarillo, TX",17,100,0,499.99999999999898,1999.99999999999,125,0,0,0,1918.3326093250801,874081.667390674,7857382.3326749904,875999.99999999907]
[null,438,"0MW | 500MW | 125MW","Amarillo, TX",18,100,0,499.99999999999898,1999.99999999999,125,0,0,0,1918.3326093250801,874081.667390674,7857382.3326749904,875999.99999999907]
[null,439,"0MW | 500MW | 125MW","Amarillo, TX",19,100,0,499.99999999999898,1999.99999999999,125,0,0,0,1918.3326093250801,874081.667390674,7857382.3326749904,875999.99999999907]
[null,440,"0MW | 500MW | 125MW","Amarillo, TX",20,100,0,499.99999999999898,1999.99999999999,125,0,0,0,0,876000,7874626.7999999905,876000]
[null,441,"0MW | 550MW | 100MW","Amarillo, TX",1,100,0,550,2200,100,0,0,0,2110.1658702575901,873889.834129742,7855657.8859424898,875999.99999999953]
[null,442,"0MW | 550MW | 100MW","Amarillo, TX",2,100,0,550,2200,100,0,0,0,2110.1658702575901,873889.834129742,7855657.8859424898,875999.99999999953]
[null,443,"0MW | 550MW | 100MW","Amarillo, TX",3,100,0,550,2200,100,0,0,0,2110.1658702575901,873889.834129742,7855657.8859424898,875999.99999999953]
[null,444,"0MW | 550MW | 100MW","Amarillo, TX",4,100,0,550,2200,100,0,0,0,2110.1658702575901,873889.834129742,7855657.8859424898,875999.99999999953]
[null,445,"0MW | 550MW | 100MW","Amarillo, TX",5,100,0,550,2200,100,0,0,0,2110.1658702575901,873889.834129742,7855657.8859424898,875999.99999999953]
[null,446,"0MW | 550MW | 100MW","Amarillo, TX",6,100,0,550,2200,100,0,0,0,2110.1658702575901,873889.834129742,7855657.8859424898,875999.99999999953]
[null,447,"0MW | 550MW | 100MW","Amarillo, TX",7,100,0,550,2200,100,0,0,0,2110.1658702575901,873889.834129742,7855657.8859424898,875999.99999999953]
[null,448,"0MW | 550MW | 100MW","Amarillo, TX",8,100,0,550,2200,100,0,0,0,2110.1658702575901,873889.834129742,7855657.8859424898,875999.99999999953]
[null,449,"0MW | 550MW | 100MW","Amarillo, TX",9,100,0,550,2200,100,0,0,0,2110.1658702575901,873889.834129742,7855657.8859424898,875999.99999999953]
[null,450,"0MW | 550MW | 100MW","Amarillo, TX",10,100,0,550,2200,100,0,0,0,2110.1658702575901,873889.834129742,7855657.8859424898,875999.99999999953]
[null,451,"0MW | 550MW | 100MW","Amarillo, TX",11,100,0,550,2200,100,0,0,0,2110.1658702575901,873889.834129742,7855657.8859424898,875999.99999999953]
[null,452,"0MW | 550MW | 100MW","Amarillo, TX",12,100,0,550,2200,100,0,0,0,2110.1658702575901,873889.834129742,7855657.8859424898,875999.99999999953]
[null,453,"0MW | 550MW | 100MW","Amarillo, TX",13,100,0,550,2200,100,0,0,0,2110.1658702575901,873889.834129742,7855657.8859424898,875999.99999999953]
[null,454,"0MW | 550MW | 100MW","Amarillo, TX",14,100,0,550,2200,100,0,0,0,2110.1658702575901,873889.834129742,7855657.8859424898,875999.99999999953]
[null,455,"0MW | 550MW | 100MW","Amarillo, TX",15,100,0,550,2200,100,0,0,0,2110.1658702575901,873889.834129742,7855657.8859424898,875999.99999999953]
[null,456,"0MW | 550MW | 100MW","Amarillo, TX",16,100,0,550,2200,100,0,0,0,2110.1658702575901,873889.834129742,7855657.8859424898,875999.99999999953]
[null,457,"0MW | 550MW | 100MW","Amarillo, TX",17,100,0,550,2200,100,0,0,0,2110.1658702575901,873889.834129742,7855657.8859424898,875999.99999999953]
[null,458,"0MW | 550MW | 100MW","Amarillo, TX",18,100,0,550,2200,100,0,0,0,2110.1658702575901,873889.834129742,7855657.8859424898,875999.99999999953]
[null,459,"0MW | 550MW | 100MW","Amarillo, TX",19,100,0,550,2200,100,0,0,0,2110.1658702575901,873889.834129742,7855657.8859424898,875999.99999999953]
[null,460,"0MW | 550MW | 100MW","Amarillo, TX",20,100,0,550,2200,100,0,0,0,0,876000,7874626.7999999905,876000]
[null,461,"0MW | 550MW | 125MW","Amarillo, TX",1,100,0,550,2200,125,0,0,0,2110.1658702575901,873889.834129742,7855657.8859424898,875999.99999999953]
[null,462,"0MW | 550MW | 125MW","Amarillo, TX",2,100,0,550,2200,125,0,0,0,2110.1658702575901,873889.834129742,7855657.8859424898,875999.99999999953]
[null,463,"0MW | 550MW | 125MW","Amarillo, TX",3,100,0,550,2200,125,0,0,0,2110.1658702575901,873889.834129742,7855657.8859424898,875999.99999999953]
[null,464,"0MW | 550MW | 125MW","Amarillo, TX",4,100,0,550,2200,125,0,0,0,2110.1658702575901,873889.834129742,7855657.8859424898,875999.99999999953]
[null,465,"0MW | 550MW | 125MW","Amarillo, TX",5,100,0,550,2200,125,0,0,0,2110.1658702575901,873889.834129742,7855657.8859424898,875999.99999999953]
[null,466,"0MW | 550MW | 125MW","Amarillo, TX",6,100,0,550,2200,125,0,0,0,2110.1658702575901,873889.834129742,7855657.8859424898,875999.99999999953]
[null,467,"0MW | 550MW | 125MW","Amarillo, TX",7,100,0,550,2200,125,0,0,0,2110.1658702575901,873889.834129742,7855657.8859424898,875999.99999999953]
[null,468,"0MW | 550MW | 125MW","Amarillo, TX",8,100,0,550,2200,125,0,0,0,2110.1658702575901,873889.834129742,7855657.8859424898,875999.99999999953]
[null,469,"0MW | 550MW | 125MW","Amarillo, TX",9,100,0,550,2200,125,0,0,0,2110.1658702575901,873889.834129742,7855657.8859424898,875999.99999999953]
[null,470,"0MW | 550MW | 125MW","Amarillo, TX",10,100,0,550,2200,125,0,0,0,2110.1658702575901,873889.834129742,7855657.8859424898,875999.99999999953]
[null,471,"0MW | 550MW | 125MW","Amarillo, TX",11,100,0,550,2200,125,0,0,0,2110.1658702575901,873889.834129742,7855657.8859424898,875999.99999999953]
[null,472,"0MW | 550MW | 125MW","Amarillo, TX",12,100,0,550,2200,125,0,0,0,2110.1658702575901,873889.834129742,7855657.8859424898,875999.99999999953]
[null,473,"0MW | 550MW | 125MW","Amarillo, TX",13,100,0,550,2200,125,0,0,0,2110.1658702575901,873889.834129742,7855657.8859424898,875999.99999999953]
[null,474,"0MW | 550MW | 125MW","Amarillo, TX",14,100,0,550,2200,125,0,0,0,2110.1658702575901,873889.834129742,7855657.8859424898,875999.99999999953]
[null,475,"0MW | 550MW | 125MW","Amarillo, TX",15,100,0,550,2200,125,0,0,0,2110.1658702575901,873889.834129742,7855657.8859424898,875999.99999999953]
[null,476,"0MW | 550MW | 125MW","Amarillo, TX",16,100,0,550,2200,125,0,0,0,2110.1658702575901,873889.834129742,7855657.8859424898,875999.99999999953]
[null,477,"0MW | 550MW | 125MW","Amarillo, TX",17,100,0,550,2200,125,0,0,0,2110.1658702575901,873889.834129742,7855657.8859424898,875999.99999999953]
[null,478,"0MW | 550MW | 125MW","Amarillo, TX",18,100,0,550,2200,125,0,0,0,2110.1658702575901,873889.834129742,7855657.8859424898,875999.99999999953]
[null,479,"0MW | 550MW | 125MW","Amarillo, TX",19,100,0,550,2200,125,0,0,0,2110.1658702575901,873889.834129742,7855657.8859424898,875999.99999999953]
[null,480,"0MW | 550MW | 125MW","Amarillo, TX",20,100,0,550,2200,125,0,0,0,0,876000,7874626.7999999905,876000]
[null,481,"0MW | 600MW | 100MW","Amarillo, TX",1,100,0,599.99999999999898,2399.99999999999,100,0,0,0,2301.9991311900999,873698.00086880894,7853933.4392099902,875999.99999999907]
[null,482,"0MW | 600MW | 100MW","Amarillo, TX",2,100,0,599.99999999999898,2399.99999999999,100,0,0,0,2301.9991311900999,873698.00086880894,7853933.4392099902,875999.99999999907]
[null,483,"0MW | 600MW | 100MW","Amarillo, TX",3,100,0,599.99999999999898,2399.99999999999,100,0,0,0,2301.9991311900999,873698.00086880894,7853933.4392099902,875999.99999999907]
[null,484,"0MW | 600MW | 100MW","Amarillo, TX",4,100,0,599.99999999999898,2399.99999999999,100,0,0,0,2301.9991311900999,873698.00086880894,7853933.4392099902,875999.99999999907]
[null,485,"0MW | 600MW | 100MW","Amarillo, TX",5,100,0,599.99999999999898,2399.99999999999,100,0,0,0,2301.9991311900999,873698.00086880894,7853933.4392099902,875999.99999999907]
[null,486,"0MW | 600MW | 100MW","Amarillo, TX",6,100,0,599.99999999999898,2399.99999999999,100,0,0,0,2301.9991311900999,873698.00086880894,7853933.4392099902,875999.99999999907]
[null,487,"0MW | 600MW | 100MW","Amarillo, TX",7,100,0,599.99999999999898,2399.99999999999,100,0,0,0,2301.9991311900999,873698.00086880894,7853933.4392099902,875999.99999999907]
[null,488,"0MW | 600MW | 100MW","Amarillo, TX",8,100,0,599.99999999999898,2399.99999999999,100,0,0,0,2301.9991311900999,873698.00086880894,7853933.4392099902,875999.99999999907]
[null,489,"0MW | 600MW | 100MW","Amarillo, TX",9,100,0,599.99999999999898,2399.99999999999,100,0,0,0,2301.9991311900999,873698.00086880894,7853933.4392099902,875999.99999999907]
[null,490,"0MW | 600MW | 100MW","Amarillo, TX",10,100,0,599.99999999999898,2399.99999999999,100,0,0,0,2301.9991311900999,873698.00086880894,7853933.4392099902,875999.99999999907]
[null,491,"0MW | 600MW | 100MW","Amarillo, TX",11,100,0,599.99999999999898,2399.99999999999,100,0,0,0,2301.9991311900999,873698.00086880894,7853933.4392099902,875999.99999999907]
[null,492,"0MW | 600MW | 100MW","Amarillo, TX",12,100,0,599.99999999999898,2399.99999999999,100,0,0,0,2301.9991311900999,873698.00086880894,7853933.4392099902,875999.99999999907]
[null,493,"0MW | 600MW | 100MW","Amarillo, TX",13,100,0,599.99999999999898,2399.99999999999,100,0,0,0,2301.9991311900999,873698.00086880894,7853933.4392099902,875999.99999999907]
[null,494,"0MW | 600MW | 100MW","Amarillo, TX",14,100,0,599.99999999999898,2399.99999999999,100,0,0,0,2301.9991311900999,873698.00086880894,7853933.4392099902,875999.99999999907]
[null,495,"0MW | 600MW | 100MW","Amarillo, TX",15,100,0,599.99999999999898,2399.99999999999,100,0,0,0,2301.9991311900999,873698.00086880894,7853933.4392099902,875999.99999999907]
[null,496,"0MW | 600MW | 100MW","Amarillo, TX",16,100,0,599.99999999999898,2399.99999999999,100,0,0,0,2301.9991311900999,873698.00086880894,7853933.4392099902,875999.99999999907]
[null,497,"0MW | 600MW | 100MW","Amarillo, TX",17,100,0,599.99999999999898,2399.99999999999,100,0,0,0,2301.9991311900999,873698.00086880894,7853933.4392099902,875999.99999999907]
[null,498,"0MW | 600MW | 100MW","Amarillo, TX",18,100,0,599.99999999999898,2399.99999999999,100,0,0,0,2301.9991311900999,873698.00086880894,7853933.4392099902,875999.99999999907]
[null,499,"0MW | 600MW | 100MW","Amarillo, TX",19,100,0,599.99999999999898,2399.99999999999,100,0,0,0,2301.9991311900999,873698.00086880894,7853933.4392099902,875999.99999999907]
[null,500,"0MW | 600MW | 100MW","Amarillo, TX",20,100,0,599.99999999999898,2399.99999999999,100,0,0,0,0,876000,7874626.7999999905,876000]
[null,501,"0MW | 600MW | 125MW","Amarillo, TX",1,100,0,599.99999999999898,2399.99999999999,125,0,0,0,2301.9991311900999,873698.00086880894,7853933.4392099902,875999.99999999907]
[null,502,"0MW | 600MW | 125MW","Amarillo, TX",2,100,0,599.99999999999898,2399.99999999999,125,0,0,0,2301.9991311900999,873698.00086880894,7853933.4392099902,875999.99999999907]
[null,503,"0MW | 600MW | 125MW","Amarillo, TX",3,100,0,599.99999999999898,2399.99999999999,125,0,0,0,2301.9991311900999,873698.00086880894,7853933.4392099902,875999.99999999907]
[null,504,"0MW | 600MW | 125MW","Amarillo, TX",4,100,0,599.99999999999898,2399.99999999999,125,0,0,0,2301.9991311900999,873698.00086880894,7853933.4392099902,875999.99999999907]
[null,505,"0MW | 600MW | 125MW","Amarillo, TX",5,100,0,599.99999999999898,2399.99999999999,125,0,0,0,2301.9991311900999,873698.00086880894,7853933.4392099902,875999.99999999907]
[null,506,"0MW | 600MW | 125MW","Amarillo, TX",6,100,0,599.99999999999898,2399.99999999999,125,0,0,0,2301.9991311900999,873698.00086880894,7853933.4392099902,875999.99999999907]
[null,507,"0MW | 600MW | 125MW","Amarillo, TX",7,100,0,599.99999999999898,2399.99999999999,125,0,0,0,2301.9991311900999,873698.00086880894,7853933.4392099902,875999.99999999907]
[null,508,"0MW | 600MW | 125MW","Amarillo, TX",8,100,0,599.99999999999898,2399.99999999999,125,0,0,0,2301.9991311900999,873698.00086880894,7853933.4392099902,875999.99999999907]
[null,509,"0MW | 600MW | 125MW","Amarillo, TX",9,100,0,599.99999999999898,2399.99999999999,125,0,0,0,2301.9991311900999,873698.00086880894,7853933.4392099902,875999.99999999907]
[null,510,"0MW | 600MW | 125MW","Amarillo, TX",10,100,0,599.99999999999898,2399.99999999999,125,0,0,0,2301.9991311900999,873698.00086880894,7853933.4392099902,875999.99999999907]
[null,511,"0MW | 600MW | 125MW","Amarillo, TX",11,100,0,599.99999999999898,2399.99999999999,125,0,0,0,2301.9991311900999,873698.00086880894,7853933.4392099902,875999.99999999907]
[null,512,"0MW | 600MW | 125MW","Amarillo, TX",12,100,0,599.99999999999898,2399.99999999999,125,0,0,0,2301.9991311900999,873698.00086880894,7853933.4392099902,875999.99999999907]
[null,513,"0MW | 600MW | 125MW","Amarillo, TX",13,100,0,599.99999999999898,2399.99999999999,125,0,0,0,2301.9991311900999,873698.00086880894,7853933.4392099902,875999.99999999907]
[null,514,"0MW | 600MW | 125MW","Amarillo, TX",14,100,0,599.99999999999898,2399.99999999999,125,0,0,0,2301.9991311900999,873698.00086880894,7853933.4392099902,875999.99999999907]
[null,515,"0MW | 600MW | 125MW","Amarillo, TX",15,100,0,599.99999999999898,2399.99999999999,125,0,0,0,2301.9991311900999,873698.00086880894,7853933.4392099902,875999.99999999907]
[null,516,"0MW | 600MW | 125MW","Amarillo, TX",16,100,0,599.99999999999898,2399.99999999999,125,0,0,0,2301.9991311900999,873698.00086880894,7853933.4392099902,875999.99999999907]
[null,517,"0MW | 600MW | 125MW","Amarillo, TX",17,100,0,599.99999999999898,2399.99999999999,125,0,0,0,2301.9991311900999,873698.00086880894,7853933.4392099902,875999.99999999907]
[null,518,"0MW | 600MW | 125MW","Amarillo, TX",18,100,0,599.99999999999898,2399.99999999999,125,0,0,0,2301.9991311900999,873698.00086880894,7853933.4392099902,875999.99999999907]
[null,519,"0MW | 600MW | 125MW","Amarillo, TX",19,100,0,599.99999999999898,2399.99999999999,125,0,0,0,2301.9991311900999,873698.00086880894,7853933.4392099902,875999.99999999907]
[null,520,"0MW | 600MW | 125MW","Amarillo, TX",20,100,0,599.99999999999898,2399.99999999999,125,0,0,0,0,876000,7874626.7999999905,876000]
[null,521,"0MW | 650MW | 100MW","Amarillo, TX",1,100,0,649.99999999999898,2599.99999999999,100,0,0,0,2493.8323921226101,873506.16760787705,7852208.9924774906,875999.99999999965]
[null,522,"0MW | 650MW | 100MW","Amarillo, TX",2,100,0,649.99999999999898,2599.99999999999,100,0,0,0,2493.8323921226101,873506.16760787705,7852208.9924774906,875999.99999999965]
[null,523,"0MW | 650MW | 100MW","Amarillo, TX",3,100,0,649.99999999999898,2599.99999999999,100,0,0,0,2493.8323921226101,873506.16760787705,7852208.9924774906,875999.99999999965]
[null,524,"0MW | 650MW | 100MW","Amarillo, TX",4,100,0,649.99999999999898,2599.99999999999,100,0,0,0,2493.8323921226101,873506.16760787705,7852208.9924774906,875999.99999999965]
[null,525,"0MW | 650MW | 100MW","Amarillo, TX",5,100,0,649.99999999999898,2599.99999999999,100,0,0,0,2493.8323921226101,873506.16760787705,7852208.9924774906,875999.99999999965]
[null,526,"0MW | 650MW | 100MW","Amarillo, TX",6,100,0,649.99999999999898,2599.99999999999,100,0,0,0,2493.8323921226101,873506.16760787705,7852208.9924774906,875999.99999999965]
[null,527,"0MW | 650MW | 100MW","Amarillo, TX",7,100,0,649.99999999999898,2599.99999999999,100,0,0,0,2493.8323921226101,873506.16760787705,7852208.9924774906,875999.99999999965]
[null,528,"0MW | 650MW | 100MW","Amarillo, TX",8,100,0,649.99999999999898,2599.99999999999,100,0,0,0,2493.8323921226101,873506.16760787705,7852208.9924774906,875999.99999999965]
[null,529,"0MW | 650MW | 100MW","Amarillo, TX",9,100,0,649.99999999999898,2599.99999999999,100,0,0,0,2493.8323921226101,873506.16760787705,7852208.9924774906,875999.99999999965]
[null,530,"0MW | 650MW | 100MW","Amarillo, TX",10,100,0,649.99999999999898,2599.99999999999,100,0,0,0,2493.8323921226101,873506.16760787705,7852208.9924774906,875999.99999999965]
[null,531,"0MW | 650MW | 100MW","Amarillo, TX",11,100,0,649.99999999999898,2599.99999999999,100,0,0,0,2493.8323921226101,873506.16760787705,7852208.9924774906,875999.99999999965]
[null,532,"0MW | 650MW | 100MW","Amarillo, TX",12,100,0,649.99999999999898,2599.99999999999,100,0,0,0,2493.8323921226101,873506.16760787705,7852208.9924774906,875999.99999999965]
[null,533,"0MW | 650MW | 100MW","Amarillo, TX",13,100,0,649.99999999999898,2599.99999999999,100,0,0,0,2493.8323921226101,873506.16760787705,7852208.9924774906,875999.99999999965]
[null,534,"0MW | 650MW | 100MW","Amarillo, TX",14,100,0,649.99999999999898,2599.99999999999,100,0,0,0,2493.8323921226101,873506.16760787705,7852208.9924774906,875999.99999999965]
[null,535,"0MW | 650MW | 100MW","Amarillo, TX",15,100,0,649.99999999999898,2599.99999999999,100,0,0,0,2493.8323921226101,873506.16760787705,7852208.9924774906,875999.99999999965]
[null,536,"0MW | 650MW | 100MW","Amarillo, TX",16,100,0,649.99999999999898,2599.99999999999,100,0,0,0,2493.8323921226101,873506.16760787705,7852208.9924774906,875999.99999999965]
[null,537,"0MW | 650MW | 100MW","Amarillo, TX",17,100,0,649.99999999999898,2599.99999999999,100,0,0,0,2493.8323921226101,873506.16760787705,7852208.9924774906,875999.99999999965]
[null,538,"0MW | 650MW | 100MW","Amarillo, TX",18,100,0,649.99999999999898,2599.99999999999,100,0,0,0,2493.8323921226101,873506.16760787705,7852208.9924774906,875999.99999999965]
[null,539,"0MW | 650MW | 100MW","Amarillo, TX",19,100,0,649.99999999999898,2599.99999999999,100,0,0,0,2493.8323921226101,873506.16760787705,7852208.9924774906,875999.99999999965]
[null,540,"0MW | 650MW | 100MW","Amarillo, TX",20,100,0,649.99999999999898,2599.99999999999,100,0,0,0,0,876000,7874626.7999999905,876000]
[null,541,"0MW | 650MW | 125MW","Amarillo, TX",1,100,0,649.99999999999898,2599.99999999999,125,0,0,0,2493.8323921226101,873506.16760787705,7852208.9924774906,875999.99999999965]
[null,542,"0MW | 650MW | 125MW","Amarillo, TX",2,100,0,649.99999999999898,2599.99999999999,125,0,0,0,2493.8323921226101,873506.16760787705,7852208.9924774906,875999.99999999965]
[null,543,"0MW | 650MW | 125MW","Amarillo, TX",3,100,0,649.99999999999898,2599.99999999999,125,0,0,0,2493.8323921226101,873506.16760787705,7852208.9924774906,875999.99999999965]
[null,544,"0MW | 650MW | 125MW","Amarillo, TX",4,100,0,649.99999999999898,2599.99999999999,125,0,0,0,2493.8323921226101,873506.16760787705,7852208.9924774906,875999.99999999965]
[null,545,"0MW | 650MW | 125MW","Amarillo, TX",5,100,0,649.99999999999898,2599.99999999999,125,0,0,0,2493.8323921226101,873506.16760787705,7852208.9924774906,875999.99999999965]
[null,546,"0MW | 650MW | 125MW","Amarillo, TX",6,100,0,649.99999999999898,2599.99999999999,125,0,0,0,2493.8323921226101,873506.16760787705,7852208.9924774906,875999.99999999965]
[null,547,"0MW | 650MW | 125MW","Amarillo, TX",7,100,0,649.99999999999898,2599.99999999999,125,0,0,0,2493.8323921226101,873506.16760787705,7852208.9924774906,875999.99999999965]
[null,548,"0MW | 650MW | 125MW","Amarillo, TX",8,100,0,649.99999999999898,2599.99999999999,125,0,0,0,2493.8323921226101,873506.16760787705,7852208.9924774906,875999.99999999965]
[null,549,"0MW | 650MW | 125MW","Amarillo, TX",9,100,0,649.99999999999898,2599.99999999999,125,0,0,0,2493.8323921226101,873506.16760787705,7852208.9924774906,875999.99999999965]
[null,550,"0MW | 650MW | 125MW","Amarillo, TX",10,100,0,649.99999999999898,2599.99999999999,125,0,0,0,2493.8323921226101,873506.16760787705,7852208.9924774906,875999.99999999965]
[null,551,"0MW | 650MW | 125MW","Amarillo, TX",11,100,0,649.99999999999898,2599.99999999999,125,0,0,0,2493.8323921226101,873506.16760787705,7852208.9924774906,875999.99999999965]
[null,552,"0MW | 650MW | 125MW","Amarillo, TX",12,100,0,649.99999999999898,2599.99999999999,125,0,0,0,2493.8323921226101,873506.16760787705,7852208.9924774906,875999.99999999965]
[null,553,"0MW | 650MW | 125MW","Amarillo, TX",13,100,0,649.99999999999898,2599.99999999999,125,0,0,0,2493.8323921226101,873506.16760787705,7852208.9924774906,875999.99999999965]
[null,554,"0MW | 650MW | 125MW","Amarillo, TX",14,100,0,649.99999999999898,2599.99999999999,125,0,0,0,2493.8323921226101,873506.16760787705,7852208.9924774906,875999.99999999965]
[null,555,"0MW | 650MW | 125MW","Amarillo, TX",15,100,0,649.99999999999898,2599.99999999999,125,0,0,0,2493.8323921226101,873506.16760787705,7852208.9924774906,875999.99999999965]
[null,556,"0MW | 650MW | 125MW","Amarillo, TX",16,100,0,649.99999999999898,2599.99999999999,125,0,0,0,2493.8323921226101,873506.16760787705,7852208.9924774906,875999.99999999965]
[null,557,"0MW | 650MW | 125MW","Amarillo, TX",17,100,0,649.99999999999898,2599.99999999999,125,0,0,0,2493.8323921226101,873506.16760787705,7852208.9924774906,875999.99999999965]
[null,558,"0MW | 650MW | 125MW","Amarillo, TX",18,100,0,649.99999999999898,2599.99999999999,125,0,0,0,2493.8323921226101,873506.16760787705,7852208.9924774906,875999.99999999965]
[null,559,"0MW | 650MW | 125MW","Amarillo, TX",19,100,0,649.99999999999898,2599.99999999999,125,0,0,0,2493.8323921226101,873506.16760787705,7852208.9924774906,875999.99999999965]
[null,560,"0MW | 650MW | 125MW","Amarillo, TX",20,100,0,649.99999999999898,2599.99999999999,125,0,0,0,0,876000,7874626.7999999905,876000]
[null,561,"0MW | 700MW | 100MW","Amarillo, TX",1,100,0,700,2800,100,0,0,0,2685.6656530551199,873314.334346944,7850484.54574499,875999.99999999907]
[null,562,"0MW | 700MW | 100MW","Amarillo, TX",2,100,0,700,2800,100,0,0,0,2685.6656530551199,873314.334346944,7850484.54574499,875999.99999999907]
[null,563,"0MW | 700MW | 100MW","Amarillo, TX",3,100,0,700,2800,100,0,0,0,2685.6656530551199,873314.334346944,7850484.54574499,875999.99999999907]
[null,564,"0MW | 700MW | 100MW","Amarillo, TX",4,100,0,700,2800,100,0,0,0,2685.6656530551199,873314.334346944,7850484.54574499,875999.99999999907]
[null,565,"0MW | 700MW | 100MW","Amarillo, TX",5,100,0,700,2800,100,0,0,0,2685.6656530551199,873314.334346944,7850484.54574499,875999.99999999907]
[null,566,"0MW | 700MW | 100MW","Amarillo, TX",6,100,0,700,2800,100,0,0,0,2685.6656530551199,873314.334346944,7850484.54574499,875999.99999999907]
[null,567,"0MW | 700MW | 100MW","Amarillo, TX",7,100,0,700,2800,100,0,0,0,2685.6656530551199,873314.334346944,7850484.54574499,875999.99999999907]
[null,568,"0MW | 700MW | 100MW","Amarillo, TX",8,100,0,700,2800,100,0,0,0,2685.6656530551199,873314.334346944,7850484.54574499,875999.99999999907]
[null,569,"0MW | 700MW | 100MW","Amarillo, TX",9,100,0,700,2800,100,0,0,0,2685.6656530551199,873314.334346944,7850484.54574499,875999.99999999907]
[null,570,"0MW | 700MW | 100MW","Amarillo, TX",10,100,0,700,2800,100,0,0,0,2685.6656530551199,873314.334346944,7850484.54574499,875999.99999999907]
[null,571,"0MW | 700MW | 100MW","Amarillo, TX",11,100,0,700,2800,100,0,0,0,2685.6656530551199,873314.334346944,7850484.54574499,875999.99999999907]
[null,572,"0MW | 700MW | 100MW","Amarillo, TX",12,100,0,700,2800,100,0,0,0,2685.6656530551199,873314.334346944,7850484.54574499,875999.99999999907]
[null,573,"0MW | 700MW | 100MW","Amarillo, TX",13,100,0,700,2800,100,0,0,0,2685.6656530551199,873314.334346944,7850484.54574499,875999.99999999907]
[null,574,"0MW | 700MW | 100MW","Amarillo, TX",14,100,0,700,2800,100,0,0,0,2685.6656530551199,873314.334346944,7850484.54574499,875999.99999999907]
[null,575,"0MW | 700MW | 100MW","Amarillo, TX",15,100,0,700,2800,100,0,0,0,2685.6656530551199,873314.334346944,7850484.54574499,875999.99999999907]
[null,576,"0MW | 700MW | 100MW","Amarillo, TX",16,100,0,700,2800,100,0,0,0,2685.6656530551199,873314.334346944,7850484.54574499,875999.99999999907]
[null,577,"0MW | 700MW | 100MW","Amarillo, TX",17,100,0,700,2800,100,0,0,0,2685.6656530551199,873314.334346944,7850484.54574499,875999.99999999907]
[null,578,"0MW | 700MW | 100MW","Amarillo, TX",18,100,0,700,2800,100,0,0,0,2685.6656530551199,873314.334346944,7850484.54574499,875999.99999999907]
[null,579,"0MW | 700MW | 100MW","Amarillo, TX",19,100,0,700,2800,100,0,0,0,2685.6656530551199,873314.334346944,7850484.54574499,875999.99999999907]
[null,580,"0MW | 700MW | 100MW","Amarillo, TX",20,100,0,700,2800,100,0,0,0,0,876000,7874626.7999999905,876000]
[null,581,"0MW | 700MW | 125MW","Amarillo, TX",1,100,0,700,2800,125,0,0,0,2685.6656530551199,873314.334346944,7850484.54574499,875999.99999999907]
[null,582,"0MW | 700MW | 125MW","Amarillo, TX",2,100,0,700,2800,125,0,0,0,2685.6656530551199,873314.334346944,7850484.54574499,875999.99999999907]
[null,583,"0MW | 700MW | 125MW","Amarillo, TX",3,100,0,700,2800,125,0,0,0,2685.6656530551199,873314.334346944,7850484.54574499,875999.99999999907]
[null,584,"0MW | 700MW | 125MW","Amarillo, TX",4,100,0,700,2800,125,0,0,0,2685.6656530551199,873314.334346944,7850484.54574499,875999.99999999907]
[null,585,"0MW | 700MW | 125MW","Amarillo, TX",5,100,0,700,2800,125,0,0,0,2685.6656530551199,873314.334346944,7850484.54574499,875999.99999999907]
[null,586,"0MW | 700MW | 125MW","Amarillo, TX",6,100,0,700,2800,125,0,0,0,2685.6656530551199,873314.334346944,7850484.54574499,875999.99999999907]
[null,587,"0MW | 700MW | 125MW","Amarillo, TX",7,100,0,700,2800,125,0,0,0,2685.6656530551199,873314.334346944,7850484.54574499,875999.99999999907]
[null,588,"0MW | 700MW | 125MW","Amarillo, TX",8,100,0,700,2800,125,0,0,0,2685.6656530551199,873314.334346944,7850484.54574499,875999.99999999907]
[null,589,"0MW | 700MW | 125MW","Amarillo, TX",9,100,0,700,2800,125,0,0,0,2685.6656530551199,873314.334346944,7850484.54574499,875999.99999999907]
[null,590,"0MW | 700MW | 125MW","Amarillo, TX",10,100,0,700,2800,125,0,0,0,2685.6656530551199,873314.334346944,7850484.54574499,875999.99999999907]
[null,591,"0MW | 700MW | 125MW","Amarillo, TX",11,100,0,700,2800,125,0,0,0,2685.6656530551199,873314.334346944,7850484.54574499,875999.99999999907]
[null,592,"0MW | 700MW | 125MW","Amarillo, TX",12,100,0,700,2800,125,0,0,0,2685.6656530551199,873314.334346944,7850484.54574499,875999.99999999907]
[null,593,"0MW | 700MW | 125MW","Amarillo, TX",13,100,0,700,2800,125,0,0,0,2685.6656530551199,873314.334346944,7850484.54574499,875999.99999999907]
[null,594,"0MW | 700MW | 125MW","Amarillo, TX",14,100,0,700,2800,125,0,0,0,2685.6656530551199,873314.334346944,7850484.54574499,875999.99999999907]
[null,595,"0MW | 700MW | 125MW","Amarillo, TX",15,100,0,700,2800,125,0,0,0,2685.6656530551199,873314.334346944,7850484.54574499,875999.99999999907]
[null,596,"0MW | 700MW | 125MW","Amarillo, TX",16,100,0,700,2800,125,0,0,0,2685.6656530551199,873314.334346944,7850484.54574499,875999.99999999907]
[null,597,"0MW | 700MW | 125MW","Amarillo, TX",17,100,0,700,2800,125,0,0,0,2685.6656530551199,873314.334346944,7850484.54574499,875999.99999999907]
[null,598,"0MW | 700MW | 125MW","Amarillo, TX",18,100,0,700,2800,125,0,0,0,2685.6656530551199,873314.334346944,7850484.54574499,875999.99999999907]
[null,599,"0MW | 700MW | 125MW","Amarillo, TX",19,100,0,700,2800,125,0,0,0,2685.6656530551199,873314.334346944,7850484.54574499,875999.99999999907]
[null,600,"0MW | 700MW | 125MW","Amarillo, TX",20,100,0,700,2800,125,0,0,0,0,876000,7874626.7999999905,876000]
[null,601,"0MW | 750MW | 100MW","Amarillo, TX",1,100,0,749.99999999999898,2999.99999999999,100,0,0,0,2877.4989139876302,873122.50108601199,7848760.0990124904,875999.99999999965]
[null,602,"0MW | 750MW | 100MW","Amarillo, TX",2,100,0,749.99999999999898,2999.99999999999,100,0,0,0,2877.4989139876302,873122.50108601199,7848760.0990124904,875999.99999999965]
[null,603,"0MW | 750MW | 100MW","Amarillo, TX",3,100,0,749.99999999999898,2999.99999999999,100,0,0,0,2877.4989139876302,873122.50108601199,7848760.0990124904,875999.99999999965]
[null,604,"0MW | 750MW | 100MW","Amarillo, TX",4,100,0,749.99999999999898,2999.99999999999,100,0,0,0,2877.4989139876302,873122.50108601199,7848760.0990124904,875999.99999999965]
[null,605,"0MW | 750MW | 100MW","Amarillo, TX",5,100,0,749.99999999999898,2999.99999999999,100,0,0,0,2877.4989139876302,873122.50108601199,7848760.0990124904,875999.99999999965]
[null,606,"0MW | 750MW | 100MW","Amarillo, TX",6,100,0,749.99999999999898,2999.99999999999,100,0,0,0,2877.4989139876302,873122.50108601199,7848760.0990124904,875999.99999999965]
[null,607,"0MW | 750MW | 100MW","Amarillo, TX",7,100,0,749.99999999999898,2999.99999999999,100,0,0,0,2877.4989139876302,873122.50108601199,7848760.0990124904,875999.99999999965]
[null,608,"0MW | 750MW | 100MW","Amarillo, TX",8,100,0,749.99999999999898,2999.99999999999,100,0,0,0,2877.4989139876302,873122.50108601199,7848760.0990124904,875999.99999999965]
[null,609,"0MW | 750MW | 100MW","Amarillo, TX",9,100,0,749.99999999999898,2999.99999999999,100,0,0,0,2877.4989139876302,873122.50108601199,7848760.0990124904,875999.99999999965]
[null,610,"0MW | 750MW | 100MW","Amarillo, TX",10,100,0,749.99999999999898,2999.99999999999,100,0,0,0,2877.4989139876302,873122.50108601199,7848760.0990124904,875999.99999999965]
[null,611,"0MW | 750MW | 100MW","Amarillo, TX",11,100,0,749.99999999999898,2999.99999999999,100,0,0,0,2877.4989139876302,873122.50108601199,7848760.0990124904,875999.99999999965]
[null,612,"0MW | 750MW | 100MW","Amarillo, TX",12,100,0,749.99999999999898,2999.99999999999,100,0,0,0,2877.4989139876302,873122.50108601199,7848760.0990124904,875999.99999999965]
[null,613,"0MW | 750MW | 100MW","Amarillo, TX",13,100,0,749.99999999999898,2999.99999999999,100,0,0,0,2877.4989139876302,873122.50108601199,7848760.0990124904,875999.99999999965]
[null,614,"0MW | 750MW | 100MW","Amarillo, TX",14,100,0,749.99999999999898,2999.99999999999,100,0,0,0,2877.4989139876302,873122.50108601199,7848760.0990124904,875999.99999999965]
[null,615,"0MW | 750MW | 100MW","Amarillo, TX",15,100,0,749.99999999999898,2999.99999999999,100,0,0,0,2877.4989139876302,873122.50108601199,7848760.0990124904,875999.99999999965]
[null,616,"0MW | 750MW | 100MW","Amarillo, TX",16,100,0,749.99999999999898,2999.99999999999,100,0,0,0,2877.4989139876302,873122.50108601199,7848760.0990124904,875999.99999999965]
[null,617,"0MW | 750MW | 100MW","Amarillo, TX",17,100,0,749.99999999999898,2999.99999999999,100,0,0,0,2877.4989139876302,873122.50108601199,7848760.0990124904,875999.99999999965]
[null,618,"0MW | 750MW | 100MW","Amarillo, TX",18,100,0,749.99999999999898,2999.99999999999,100,0,0,0,2877.4989139876302,873122.50108601199,7848760.0990124904,875999.99999999965]
[null,619,"0MW | 750MW | 100MW","Amarillo, TX",19,100,0,749.99999999999898,2999.99999999999,100,0,0,0,2877.4989139876302,873122.50108601199,7848760.0990124904,875999.99999999965]
[null,620,"0MW | 750MW | 100MW","Amarillo, TX",20,100,0,749.99999999999898,2999.99999999999,100,0,0,0,0,876000,7874626.7999999905,876000]
[null,621,"0MW | 750MW | 125MW","Amarillo, TX",1,100,0,749.99999999999898,2999.99999999999,125,0,0,0,2877.4989139876302,873122.50108601199,7848760.0990124904,875999.99999999965]
[null,622,"0MW | 750MW | 125MW","Amarillo, TX",2,100,0,749.99999999999898,2999.99999999999,125,0,0,0,2877.4989139876302,873122.50108601199,7848760.0990124904,875999.99999999965]
[null,623,"0MW | 750MW | 125MW","Amarillo, TX",3,100,0,749.99999999999898,2999.99999999999,125,0,0,0,2877.4989139876302,873122.50108601199,7848760.0990124904,875999.99999999965]
[null,624,"0MW | 750MW | 125MW","Amarillo, TX",4,100,0,749.99999999999898,2999.99999999999,125,0,0,0,2877.4989139876302,873122.50108601199,7848760.0990124904,875999.99999999965]
[null,625,"0MW | 750MW | 125MW","Amarillo, TX",5,100,0,749.99999999999898,2999.99999999999,125,0,0,0,2877.4989139876302,873122.50108601199,7848760.0990124904,875999.99999999965]
[null,626,"0MW | 750MW | 125MW","Amarillo, TX",6,100,0,749.99999999999898,2999.99999999999,125,0,0,0,2877.4989139876302,873122.50108601199,7848760.0990124904,875999.99999999965]
[null,627,"0MW | 750MW | 125MW","Amarillo, TX",7,100,0,749.99999999999898,2999.99999999999,125,0,0,0,2877.4989139876302,873122.50108601199,7848760.0990124904,875999.99999999965]
[null,628,"0MW | 750MW | 125MW","Amarillo, TX",8,100,0,749.99999999999898,2999.99999999999,125,0,0,0,2877.4989139876302,873122.50108601199,7848760.0990124904,875999.99999999965]
[null,629,"0MW | 750MW | 125MW","Amarillo, TX",9,100,0,749.99999999999898,2999.99999999999,125,0,0,0,2877.4989139876302,873122.50108601199,7848760.0990124904,875999.99999999965]
[null,630,"0MW | 750MW | 125MW","Amarillo, TX",10,100,0,749.99999999999898,2999.99999999999,125,0,0,0,2877.4989139876302,873122.50108601199,7848760.0990124904,875999.99999999965]
[null,631,"0MW | 750MW | 125MW","Amarillo, TX",11,100,0,749.99999999999898,2999.99999999999,125,0,0,0,2877.4989139876302,873122.50108601199,7848760.0990124904,875999.99999999965]
[null,632,"0MW | 750MW | 125MW","Amarillo, TX",12,100,0,749.99999999999898,2999.99999999999,125,0,0,0,2877.4989139876302,873122.50108601199,7848760.0990124904,875999.99999999965]
[null,633,"0MW | 750MW | 125MW","Amarillo, TX",13,100,0,749.99999999999898,2999.99999999999,125,0,0,0,2877.4989139876302,873122.50108601199,7848760.0990124904,875999.99999999965]
[null,634,"0MW | 750MW | 125MW","Amarillo, TX",14,100,0,749.99999999999898,2999.99999999999,125,0,0,0,2877.4989139876302,873122.50108601199,7848760.0990124904,875999.99999999965]
[null,635,"0MW | 750MW | 125MW","Amarillo, TX",15,100,0,749.99999999999898,2999.99999999999,125,0,0,0,2877.4989139876302,873122.50108601199,7848760.0990124904,875999.99999999965]
[null,636,"0MW | 750MW | 125MW","Amarillo, TX",16,100,0,749.99999999999898,2999.99999999999,125,0,0,0,2877.4989139876302,873122.50108601199,7848760.0990124904,875999.99999999965]
[null,637,"0MW | 750MW | 125MW","Amarillo, TX",17,100,0,749.99999999999898,2999.99999999999,125,0,0,0,2877.4989139876302,873122.50108601199,7848760.0990124904,875999.99999999965]
[null,638,"0MW | 750MW | 125MW","Amarillo, TX",18,100,0,749.99999999999898,2999.99999999999,125,0,0,0,2877.4989139876302,873122.50108601199,7848760.0990124904,875999.99999999965]
[null,639,"0MW | 750MW | 125MW","Amarillo, TX",19,100,0,749.99999999999898,2999.99999999999,125,0,0,0,2877.4989139876302,873122.50108601199,7848760.0990124904,875999.99999999965]
[null,640,"0MW | 750MW | 125MW","Amarillo, TX",20,100,0,749.99999999999898,2999.99999999999,125,0,0,0,0,876000,7874626.7999999905,876000]
[null,641,"0MW | 800MW | 100MW","Amarillo, TX",1,100,0,799.99999999999898,3199.99999999999,100,0,0,0,3069.33217492014,872930.66782507906,7847035.6522799898,875999.99999999919]
[null,642,"0MW | 800MW | 100MW","Amarillo, TX",2,100,0,799.99999999999898,3199.99999999999,100,0,0,0,3069.33217492014,872930.66782507906,7847035.6522799898,875999.99999999919]
[null,643,"0MW | 800MW | 100MW","Amarillo, TX",3,100,0,799.99999999999898,3199.99999999999,100,0,0,0,3069.33217492014,872930.66782507906,7847035.6522799898,875999.99999999919]
[null,644,"0MW | 800MW | 100MW","Amarillo, TX",4,100,0,799.99999999999898,3199.99999999999,100,0,0,0,3069.33217492014,872930.66782507906,7847035.6522799898,875999.99999999919]
[null,645,"0MW | 800MW | 100MW","Amarillo, TX",5,100,0,799.99999999999898,3199.99999999999,100,0,0,0,3069.33217492014,872930.66782507906,7847035.6522799898,875999.99999999919]
[null,646,"0MW | 800MW | 100MW","Amarillo, TX",6,100,0,799.99999999999898,3199.99999999999,100,0,0,0,3069.33217492014,872930.66782507906,7847035.6522799898,875999.99999999919]
[null,647,"0MW | 800MW | 100MW","Amarillo, TX",7,100,0,799.99999999999898,3199.99999999999,100,0,0,0,3069.33217492014,872930.66782507906,7847035.6522799898,875999.99999999919]
[null,648,"0MW | 800MW | 100MW","Amarillo, TX",8,100,0,799.99999999999898,3199.99999999999,100,0,0,0,3069.33217492014,872930.66782507906,7847035.6522799898,875999.99999999919]
[null,649,"0MW | 800MW | 100MW","Amarillo, TX",9,100,0,799.99999999999898,3199.99999999999,100,0,0,0,3069.33217492014,872930.66782507906,7847035.6522799898,875999.99999999919]
[null,650,"0MW | 800MW | 100MW","Amarillo, TX",10,100,0,799.99999999999898,3199.99999999999,100,0,0,0,3069.33217492014,872930.66782507906,7847035.6522799898,875999.99999999919]
[null,651,"0MW | 800MW | 100MW","Amarillo, TX",11,100,0,799.99999999999898,3199.99999999999,100,0,0,0,3069.33217492014,872930.66782507906,7847035.6522799898,875999.99999999919]
[null,652,"0MW | 800MW | 100MW","Amarillo, TX",12,100,0,799.99999999999898,3199.99999999999,100,0,0,0,3069.33217492014,872930.66782507906,7847035.6522799898,875999.99999999919]
[null,653,"0MW | 800MW | 100MW","Amarillo, TX",13,100,0,799.99999999999898,3199.99999999999,100,0,0,0,3069.33217492014,872930.66782507906,7847035.6522799898,875999.99999999919]
[null,654,"0MW | 800MW | 100MW","Amarillo, TX",14,100,0,799.99999999999898,3199.99999999999,100,0,0,0,3069.33217492014,872930.66782507906,7847035.6522799898,875999.99999999919]
[null,655,"0MW | 800MW | 100MW","Amarillo, TX",15,100,0,799.99999999999898,3199.99999999999,100,0,0,0,3069.33217492014,872930.66782507906,7847035.6522799898,875999.99999999919]
[null,656,"0MW | 800MW | 100MW","Amarillo, TX",16,100,0,799.99999999999898,3199.99999999999,100,0,0,0,3069.33217492014,872930.66782507906,7847035.6522799898,875999.99999999919]
[null,657,"0MW | 800MW | 100MW","Amarillo, TX",17,100,0,799.99999999999898,3199.99999999999,100,0,0,0,3069.33217492014,872930.66782507906,7847035.6522799898,875999.99999999919]
[null,658,"0MW | 800MW | 100MW","Amarillo, TX",18,100,0,799.99999999999898,3199.99999999999,100,0,0,0,3069.33217492014,872930.66782507906,7847035.6522799898,875999.99999999919]
[null,659,"0MW | 800MW | 100MW","Amarillo, TX",19,100,0,799.99999999999898,3199.99999999999,100,0,0,0,3069.33217492014,872930.66782507906,7847035.6522799898,875999.99999999919]
[null,660,"0MW | 800MW | 100MW","Amarillo, TX",20,100,0,799.99999999999898,3199.99999999999,100,0,0,0,0,876000,7874626.7999999905,876000]
[null,661,"0MW | 800MW | 125MW","Amarillo, TX",1,100,0,799.99999999999898,3199.99999999999,125,0,0,0,3069.33217492014,872930.66782507906,7847035.6522799898,875999.99999999919]
[null,662,"0MW | 800MW | 125MW","Amarillo, TX",2,100,0,799.99999999999898,3199.99999999999,125,0,0,0,3069.33217492014,872930.66782507906,7847035.6522799898,875999.99999999919]
[null,663,"0MW | 800MW | 125MW","Amarillo, TX",3,100,0,799.99999999999898,3199.99999999999,125,0,0,0,3069.33217492014,872930.66782507906,7847035.6522799898,875999.99999999919]
[null,664,"0MW | 800MW | 125MW","Amarillo, TX",4,100,0,799.99999999999898,3199.99999999999,125,0,0,0,3069.33217492014,872930.66782507906,7847035.6522799898,875999.99999999919]
[null,665,"0MW | 800MW | 125MW","Amarillo, TX",5,100,0,799.99999999999898,3199.99999999999,125,0,0,0,3069.33217492014,872930.66782507906,7847035.6522799898,875999.99999999919]
[null,666,"0MW | 800MW | 125MW","Amarillo, TX",6,100,0,799.99999999999898,3199.99999999999,125,0,0,0,3069.33217492014,872930.66782507906,7847035.6522799898,875999.99999999919]
[null,667,"0MW | 800MW | 125MW","Amarillo, TX",7,100,0,799.99999999999898,3199.99999999999,125,0,0,0,3069.33217492014,872930.66782507906,7847035.6522799898,875999.99999999919]
[null,668,"0MW | 800MW | 125MW","Amarillo, TX",8,100,0,799.99999999999898,3199.99999999999,125,0,0,0,3069.33217492014,872930.66782507906,7847035.6522799898,875999.99999999919]
[null,669,"0MW | 800MW | 125MW","Amarillo, TX",9,100,0,799.99999999999898,3199.99999999999,125,0,0,0,3069.33217492014,872930.66782507906,7847035.6522799898,875999.99999999919]
[null,670,"0MW | 800MW | 125MW","Amarillo, TX",10,100,0,799.99999999999898,3199.99999999999,125,0,0,0,3069.33217492014,872930.66782507906,7847035.6522799898,875999.99999999919]
[null,671,"0MW | 800MW | 125MW","Amarillo, TX",11,100,0,799.99999999999898,3199.99999999999,125,0,0,0,3069.33217492014,872930.66782507906,7847035.6522799898,875999.99999999919]
[null,672,"0MW | 800MW | 125MW","Amarillo, TX",12,100,0,799.99999999999898,3199.99999999999,125,0,0,0,3069.33217492014,872930.66782507906,7847035.6522799898,875999.99999999919]
[null,673,"0MW | 800MW | 125MW","Amarillo, TX",13,100,0,799.99999999999898,3199.99999999999,125,0,0,0,3069.33217492014,872930.66782507906,7847035.6522799898,875999.99999999919]
[null,674,"0MW | 800MW | 125MW","Amarillo, TX",14,100,0,799.99999999999898,3199.99999999999,125,0,0,0,3069.33217492014,872930.66782507906,7847035.6522799898,875999.99999999919]
[null,675,"0MW | 800MW | 125MW","Amarillo, TX",15,100,0,799.99999999999898,3199.99999999999,125,0,0,0,3069.33217492014,872930.66782507906,7847035.6522799898,875999.99999999919]
[null,676,"0MW | 800MW | 125MW","Amarillo, TX",16,100,0,799.99999999999898,3199.99999999999,125,0,0,0,3069.33217492014,872930.66782507906,7847035.6522799898,875999.99999999919]
[null,677,"0MW | 800MW | 125MW","Amarillo, TX",17,100,0,799.99999999999898,3199.99999999999,125,0,0,0,3069.33217492014,872930.66782507906,7847035.6522799898,875999.99999999919]
[null,678,"0MW | 800MW | 125MW","Amarillo, TX",18,100,0,799.99999999999898,3199.99999999999,125,0,0,0,3069.33217492014,872930.66782507906,7847035.6522799898,875999.99999999919]
[null,679,"0MW | 800MW | 125MW","Amarillo, TX",19,100,0,799.99999999999898,3199.99999999999,125,0,0,0,3069.33217492014,872930.66782507906,7847035.6522799898,875999.99999999919]
[null,680,"0MW | 800MW | 125MW","Amarillo, TX",20,100,0,799.99999999999898,3199.99999999999,125,0,0,0,0,876000,7874626.7999999905,876000]
[null,681,"0MW | 850MW | 100MW","Amarillo, TX",1,100,0,850,3400,100,0,0,0,3261.1654358526498,872738.83456414705,7845311.2055474808,875999.99999999965]
[null,682,"0MW | 850MW | 100MW","Amarillo, TX",2,100,0,850,3400,100,0,0,0,3261.1654358526498,872738.83456414705,7845311.2055474808,875999.99999999965]
[null,683,"0MW | 850MW | 100MW","Amarillo, TX",3,100,0,850,3400,100,0,0,0,3261.1654358526498,872738.83456414705,7845311.2055474808,875999.99999999965]
[null,684,"0MW | 850MW | 100MW","Amarillo, TX",4,100,0,850,3400,100,0,0,0,3261.1654358526498,872738.83456414705,7845311.2055474808,875999.99999999965]
[null,685,"0MW | 850MW | 100MW","Amarillo, TX",5,100,0,850,3400,100,0,0,0,3261.1654358526498,872738.83456414705,7845311.2055474808,875999.99999999965]
[null,686,"0MW | 850MW | 100MW","Amarillo, TX",6,100,0,850,3400,100,0,0,0,3261.1654358526498,872738.83456414705,7845311.2055474808,875999.99999999965]
[null,687,"0MW | 850MW | 100MW","Amarillo, TX",7,100,0,850,3400,100,0,0,0,3261.1654358526498,872738.83456414705,7845311.2055474808,875999.99999999965]
[null,688,"0MW | 850MW | 100MW","Amarillo, TX",8,100,0,850,3400,100,0,0,0,3261.1654358526498,872738.83456414705,7845311.2055474808,875999.99999999965]
[null,689,"0MW | 850MW | 100MW","Amarillo, TX",9,100,0,850,3400,100,0,0,0,3261.1654358526498,872738.83456414705,7845311.2055474808,875999.99999999965]
[null,690,"0MW | 850MW | 100MW","Amarillo, TX",10,100,0,850,3400,100,0,0,0,3261.1654358526498,872738.83456414705,7845311.2055474808,875999.99999999965]
[null,691,"0MW | 850MW | 100MW","Amarillo, TX",11,100,0,850,3400,100,0,0,0,3261.1654358526498,872738.83456414705,7845311.2055474808,875999.99999999965]
[null,692,"0MW | 850MW | 100MW","Amarillo, TX",12,100,0,850,3400,100,0,0,0,3261.1654358526498,872738.83456414705,7845311.2055474808,875999.99999999965]
[null,693,"0MW | 850MW | 100MW","Amarillo, TX",13,100,0,850,3400,100,0,0,0,3261.1654358526498,872738.83456414705,7845311.2055474808,875999.99999999965]
[null,694,"0MW | 850MW | 100MW","Amarillo, TX",14,100,0,850,3400,100,0,0,0,3261.1654358526498,872738.83456414705,7845311.2055474808,875999.99999999965]
[null,695,"0MW | 850MW | 100MW","Amarillo, TX",15,100,0,850,3400,100,0,0,0,3261.1654358526498,872738.83456414705,7845311.2055474808,875999.99999999965]
[null,696,"0MW | 850MW | 100MW","Amarillo, TX",16,100,0,850,3400,100,0,0,0,3261.1654358526498,872738.83456414705,7845311.2055474808,875999.99999999965]
[null,697,"0MW | 850MW | 100MW","Amarillo, TX",17,100,0,850,3400,100,0,0,0,3261.1654358526498,872738.83456414705,7845311.2055474808,875999.99999999965]
[null,698,"0MW | 850MW | 100MW","Amarillo, TX",18,100,0,850,3400,100,0,0,0,3261.1654358526498,872738.83456414705,7845311.2055474808,875999.99999999965]
[null,699,"0MW | 850MW | 100MW","Amarillo, TX",19,100,0,850,3400,100,0,0,0,3261.1654358526498,872738.83456414705,7845311.2055474808,875999.99999999965]
[null,700,"0MW | 850MW | 100MW","Amarillo, TX",20,100,0,850,3400,100,0,0,0,0,876000,7874626.7999999905,876000]
[null,701,"0MW | 850MW | 125MW","Amarillo, TX",1,100,0,850,3400,125,0,0,0,3261.1654358526498,872738.83456414705,7845311.2055474808,875999.99999999965]
[null,702,"0MW | 850MW | 125MW","Amarillo, TX",2,100,0,850,3400,125,0,0,0,3261.1654358526498,872738.83456414705,7845311.2055474808,875999.99999999965]
[null,703,"0MW | 850MW | 125MW","Amarillo, TX",3,100,0,850,3400,125,0,0,0,3261.1654358526498,872738.83456414705,7845311.2055474808,875999.99999999965]
[null,704,"0MW | 850MW | 125MW","Amarillo, TX",4,100,0,850,3400,125,0,0,0,3261.1654358526498,872738.83456414705,7845311.2055474808,875999.99999999965]
[null,705,"0MW | 850MW | 125MW","Amarillo, TX",5,100,0,850,3400,125,0,0,0,3261.1654358526498,872738.83456414705,7845311.2055474808,875999.99999999965]
[null,706,"0MW | 850MW | 125MW","Amarillo, TX",6,100,0,850,3400,125,0,0,0,3261.1654358526498,872738.83456414705,7845311.2055474808,875999.99999999965]
[null,707,"0MW | 850MW | 125MW","Amarillo, TX",7,100,0,850,3400,125,0,0,0,3261.1654358526498,872738.83456414705,7845311.2055474808,875999.99999999965]
[null,708,"0MW | 850MW | 125MW","Amarillo, TX",8,100,0,850,3400,125,0,0,0,3261.1654358526498,872738.83456414705,7845311.2055474808,875999.99999999965]
[null,709,"0MW | 850MW | 125MW","Amarillo, TX",9,100,0,850,3400,125,0,0,0,3261.1654358526498,872738.83456414705,7845311.2055474808,875999.99999999965]
[null,710,"0MW | 850MW | 125MW","Amarillo, TX",10,100,0,850,3400,125,0,0,0,3261.1654358526498,872738.83456414705,7845311.2055474808,875999.99999999965]
[null,711,"0MW | 850MW | 125MW","Amarillo, TX",11,100,0,850,3400,125,0,0,0,3261.1654358526498,872738.83456414705,7845311.2055474808,875999.99999999965]
[null,712,"0MW | 850MW | 125MW","Amarillo, TX",12,100,0,850,3400,125,0,0,0,3261.1654358526498,872738.83456414705,7845311.2055474808,875999.99999999965]
[null,713,"0MW | 850MW | 125MW","Amarillo, TX",13,100,0,850,3400,125,0,0,0,3261.1654358526498,872738.83456414705,7845311.2055474808,875999.99999999965]
[null,714,"0MW | 850MW | 125MW","Amarillo, TX",14,100,0,850,3400,125,0,0,0,3261.1654358526498,872738.83456414705,7845311.2055474808,875999.99999999965]
[null,715,"0MW | 850MW | 125MW","Amarillo, TX",15,100,0,850,3400,125,0,0,0,3261.1654358526498,872738.83456414705,7845311.2055474808,875999.99999999965]
[null,716,"0MW | 850MW | 125MW","Amarillo, TX",16,100,0,850,3400,125,0,0,0,3261.1654358526498,872738.83456414705,7845311.2055474808,875999.99999999965]
[null,717,"0MW | 850MW | 125MW","Amarillo, TX",17,100,0,850,3400,125,0,0,0,3261.1654358526498,872738.83456414705,7845311.2055474808,875999.99999999965]
[null,718,"0MW | 850MW | 125MW","Amarillo, TX",18,100,0,850,3400,125,0,0,0,3261.1654358526498,872738.83456414705,7845311.2055474808,875999.99999999965]
[null,719,"0MW | 850MW | 125MW","Amarillo, TX",19,100,0,850,3400,125,0,0,0,3261.1654358526498,872738.83456414705,7845311.2055474808,875999.99999999965]
[null,720,"0MW | 850MW | 125MW","Amarillo, TX",20,100,0,850,3400,125,0,0,0,0,876000,7874626.7999999905,876000]
[null,721,"0MW | 900MW | 100MW","Amarillo, TX",1,100,0,899.99999999999898,3599.99999999999,100,0,0,0,3452.9986967851501,872547.001303214,7843586.7588149803,875999.99999999919]
[null,722,"0MW | 900MW | 100MW","Amarillo, TX",2,100,0,899.99999999999898,3599.99999999999,100,0,0,0,3452.9986967851501,872547.001303214,7843586.7588149803,875999.99999999919]
[null,723,"0MW | 900MW | 100MW","Amarillo, TX",3,100,0,899.99999999999898,3599.99999999999,100,0,0,0,3452.9986967851501,872547.001303214,7843586.7588149803,875999.99999999919]
[null,724,"0MW | 900MW | 100MW","Amarillo, TX",4,100,0,899.99999999999898,3599.99999999999,100,0,0,0,3452.9986967851501,872547.001303214,7843586.7588149803,875999.99999999919]
[null,725,"0MW | 900MW | 100MW","Amarillo, TX",5,100,0,899.99999999999898,3599.99999999999,100,0,0,0,3452.9986967851501,872547.001303214,7843586.7588149803,875999.99999999919]
[null,726,"0MW | 900MW | 100MW","Amarillo, TX",6,100,0,899.99999999999898,3599.99999999999,100,0,0,0,3452.9986967851501,872547.001303214,7843586.7588149803,875999.99999999919]
[null,727,"0MW | 900MW | 100MW","Amarillo, TX",7,100,0,899.99999999999898,3599.99999999999,100,0,0,0,3452.9986967851501,872547.001303214,7843586.7588149803,875999.99999999919]
[null,728,"0MW | 900MW | 100MW","Amarillo, TX",8,100,0,899.99999999999898,3599.99999999999,100,0,0,0,3452.9986967851501,872547.001303214,7843586.7588149803,875999.99999999919]
[null,729,"0MW | 900MW | 100MW","Amarillo, TX",9,100,0,899.99999999999898,3599.99999999999,100,0,0,0,3452.9986967851501,872547.001303214,7843586.7588149803,875999.99999999919]
[null,730,"0MW | 900MW | 100MW","Amarillo, TX",10,100,0,899.99999999999898,3599.99999999999,100,0,0,0,3452.9986967851501,872547.001303214,7843586.7588149803,875999.99999999919]
[null,731,"0MW | 900MW | 100MW","Amarillo, TX",11,100,0,899.99999999999898,3599.99999999999,100,0,0,0,3452.9986967851501,872547.001303214,7843586.7588149803,875999.99999999919]
[null,732,"0MW | 900MW | 100MW","Amarillo, TX",12,100,0,899.99999999999898,3599.99999999999,100,0,0,0,3452.9986967851501,872547.001303214,7843586.7588149803,875999.99999999919]
[null,733,"0MW | 900MW | 100MW","Amarillo, TX",13,100,0,899.99999999999898,3599.99999999999,100,0,0,0,3452.9986967851501,872547.001303214,7843586.7588149803,875999.99999999919]
[null,734,"0MW | 900MW | 100MW","Amarillo, TX",14,100,0,899.99999999999898,3599.99999999999,100,0,0,0,3452.9986967851501,872547.001303214,7843586.7588149803,875999.99999999919]
[null,735,"0MW | 900MW | 100MW","Amarillo, TX",15,100,0,899.99999999999898,3599.99999999999,100,0,0,0,3452.9986967851501,872547.001303214,7843586.7588149803,875999.99999999919]
[null,736,"0MW | 900MW | 100MW","Amarillo, TX",16,100,0,899.99999999999898,3599.99999999999,100,0,0,0,3452.9986967851501,872547.001303214,7843586.7588149803,875999.99999999919]
[null,737,"0MW | 900MW | 100MW","Amarillo, TX",17,100,0,899.99999999999898,3599.99999999999,100,0,0,0,3452.9986967851501,872547.001303214,7843586.7588149803,875999.99999999919]
[null,738,"0MW | 900MW | 100MW","Amarillo, TX",18,100,0,899.99999999999898,3599.99999999999,100,0,0,0,3452.9986967851501,872547.001303214,7843586.7588149803,875999.99999999919]
[null,739,"0MW | 900MW | 100MW","Amarillo, TX",19,100,0,899.99999999999898,3599.99999999999,100,0,0,0,3452.9986967851501,872547.001303214,7843586.7588149803,875999.99999999919]
[null,740,"0MW | 900MW | 100MW","Amarillo, TX",20,100,0,899.99999999999898,3599.99999999999,100,0,0,0,0,876000,7874626.7999999905,876000]
[null,741,"0MW | 900MW | 125MW","Amarillo, TX",1,100,0,899.99999999999898,3599.99999999999,125,0,0,0,3452.9986967851501,872547.001303214,7843586.7588149803,875999.99999999919]
[null,742,"0MW | 900MW | 125MW","Amarillo, TX",2,100,0,899.99999999999898,3599.99999999999,125,0,0,0,3452.9986967851501,872547.001303214,7843586.7588149803,875999.99999999919]
[null,743,"0MW | 900MW | 125MW","Amarillo, TX",3,100,0,899.99999999999898,3599.99999999999,125,0,0,0,3452.9986967851501,872547.001303214,7843586.7588149803,875999.99999999919]
[null,744,"0MW | 900MW | 125MW","Amarillo, TX",4,100,0,899.99999999999898,3599.99999999999,125,0,0,0,3452.9986967851501,872547.001303214,7843586.7588149803,875999.99999999919]
[null,745,"0MW | 900MW | 125MW","Amarillo, TX",5,100,0,899.99999999999898,3599.99999999999,125,0,0,0,3452.9986967851501,872547.001303214,7843586.7588149803,875999.99999999919]
[null,746,"0MW | 900MW | 125MW","Amarillo, TX",6,100,0,899.99999999999898,3599.99999999999,125,0,0,0,3452.9986967851501,872547.001303214,7843586.7588149803,875999.99999999919]
[null,747,"0MW | 900MW | 125MW","Amarillo, TX",7,100,0,899.99999999999898,3599.99999999999,125,0,0,0,3452.9986967851501,872547.001303214,7843586.7588149803,875999.99999999919]
[null,748,"0MW | 900MW | 125MW","Amarillo, TX",8,100,0,899.99999999999898,3599.99999999999,125,0,0,0,3452.9986967851501,872547.001303214,7843586.7588149803,875999.99999999919]
[null,749,"0MW | 900MW | 125MW","Amarillo, TX",9,100,0,899.99999999999898,3599.99999999999,125,0,0,0,3452.9986967851501,872547.001303214,7843586.7588149803,875999.99999999919]
[null,750,"0MW | 900MW | 125MW","Amarillo, TX",10,100,0,899.99999999999898,3599.99999999999,125,0,0,0,3452.9986967851501,872547.001303214,7843586.7588149803,875999.99999999919]
[null,751,"0MW | 900MW | 125MW","Amarillo, TX",11,100,0,899.99999999999898,3599.99999999999,125,0,0,0,3452.9986967851501,872547.001303214,7843586.7588149803,875999.99999999919]
[null,752,"0MW | 900MW | 125MW","Amarillo, TX",12,100,0,899.99999999999898,3599.99999999999,125,0,0,0,3452.9986967851501,872547.001303214,7843586.7588149803,875999.99999999919]
[null,753,"0MW | 900MW | 125MW","Amarillo, TX",13,100,0,899.99999999999898,3599.99999999999,125,0,0,0,3452.9986967851501,872547.001303214,7843586.7588149803,875999.99999999919]
[null,754,"0MW | 900MW | 125MW","Amarillo, TX",14,100,0,899.99999999999898,3599.99999999999,125,0,0,0,3452.9986967851501,872547.001303214,7843586.7588149803,875999.99999999919]
[null,755,"0MW | 900MW | 125MW","Amarillo, TX",15,100,0,899.99999999999898,3599.99999999999,125,0,0,0,3452.9986967851501,872547.001303214,7843586.7588149803,875999.99999999919]
[null,756,"0MW | 900MW | 125MW","Amarillo, TX",16,100,0,899.99999999999898,3599.99999999999,125,0,0,0,3452.9986967851501,872547.001303214,7843586.7588149803,875999.99999999919]
[null,757,"0MW | 900MW | 125MW","Amarillo, TX",17,100,0,899.99999999999898,3599.99999999999,125,0,0,0,3452.9986967851501,872547.001303214,7843586.7588149803,875999.99999999919]
[null,758,"0MW | 900MW | 125MW","Amarillo, TX",18,100,0,899.99999999999898,3599.99999999999,125,0,0,0,3452.9986967851501,872547.001303214,7843586.7588149803,875999.99999999919]
[null,759,"0MW | 900MW | 125MW","Amarillo, TX",19,100,0,899.99999999999898,3599.99999999999,125,0,0,0,3452.9986967851501,872547.001303214,7843586.7588149803,875999.99999999919]
[null,760,"0MW | 900MW | 125MW","Amarillo, TX",20,100,0,899.99999999999898,3599.99999999999,125,0,0,0,0,876000,7874626.7999999905,876000]
[null,761,"0MW | 950MW | 100MW","Amarillo, TX",1,100,0,950,3800,100,0,0,0,3644.8319577176699,872355.16804228199,7841862.3120824806,875999.99999999965]
[null,762,"0MW | 950MW | 100MW","Amarillo, TX",2,100,0,950,3800,100,0,0,0,3644.8319577176699,872355.16804228199,7841862.3120824806,875999.99999999965]
[null,763,"0MW | 950MW | 100MW","Amarillo, TX",3,100,0,950,3800,100,0,0,0,3644.8319577176699,872355.16804228199,7841862.3120824806,875999.99999999965]
[null,764,"0MW | 950MW | 100MW","Amarillo, TX",4,100,0,950,3800,100,0,0,0,3644.8319577176699,872355.16804228199,7841862.3120824806,875999.99999999965]
[null,765,"0MW | 950MW | 100MW","Amarillo, TX",5,100,0,950,3800,100,0,0,0,3644.8319577176699,872355.16804228199,7841862.3120824806,875999.99999999965]
[null,766,"0MW | 950MW | 100MW","Amarillo, TX",6,100,0,950,3800,100,0,0,0,3644.8319577176699,872355.16804228199,7841862.3120824806,875999.99999999965]
[null,767,"0MW | 950MW | 100MW","Amarillo, TX",7,100,0,950,3800,100,0,0,0,3644.8319577176699,872355.16804228199,7841862.3120824806,875999.99999999965]
[null,768,"0MW | 950MW | 100MW","Amarillo, TX",8,100,0,950,3800,100,0,0,0,3644.8319577176699,872355.16804228199,7841862.3120824806,875999.99999999965]
[null,769,"0MW | 950MW | 100MW","Amarillo, TX",9,100,0,950,3800,100,0,0,0,3644.8319577176699,872355.16804228199,7841862.3120824806,875999.99999999965]
[null,770,"0MW | 950MW | 100MW","Amarillo, TX",10,100,0,950,3800,100,0,0,0,3644.8319577176699,872355.16804228199,7841862.3120824806,875999.99999999965]
[null,771,"0MW | 950MW | 100MW","Amarillo, TX",11,100,0,950,3800,100,0,0,0,3644.8319577176699,872355.16804228199,7841862.3120824806,875999.99999999965]
[null,772,"0MW | 950MW | 100MW","Amarillo, TX",12,100,0,950,3800,100,0,0,0,3644.8319577176699,872355.16804228199,7841862.3120824806,875999.99999999965]
[null,773,"0MW | 950MW | 100MW","Amarillo, TX",13,100,0,950,3800,100,0,0,0,3644.8319577176699,872355.16804228199,7841862.3120824806,875999.99999999965]
[null,774,"0MW | 950MW | 100MW","Amarillo, TX",14,100,0,950,3800,100,0,0,0,3644.8319577176699,872355.16804228199,7841862.3120824806,875999.99999999965]
[null,775,"0MW | 950MW | 100MW","Amarillo, TX",15,100,0,950,3800,100,0,0,0,3644.8319577176699,872355.16804228199,7841862.3120824806,875999.99999999965]
[null,776,"0MW | 950MW | 100MW","Amarillo, TX",16,100,0,950,3800,100,0,0,0,3644.8319577176699,872355.16804228199,7841862.3120824806,875999.99999999965]
[null,777,"0MW | 950MW | 100MW","Amarillo, TX",17,100,0,950,3800,100,0,0,0,3644.8319577176699,872355.16804228199,7841862.3120824806,875999.99999999965]
[null,778,"0MW | 950MW | 100MW","Amarillo, TX",18,100,0,950,3800,100,0,0,0,3644.8319577176699,872355.16804228199,7841862.3120824806,875999.99999999965]
[null,779,"0MW | 950MW | 100MW","Amarillo, TX",19,100,0,950,3800,100,0,0,0,3644.8319577176699,872355.16804228199,7841862.3120824806,875999.99999999965]
[null,780,"0MW | 950MW | 100MW","Amarillo, TX",20,100,0,950,3800,100,0,0,0,0,876000,7874626.7999999905,876000]
[null,781,"0MW | 950MW | 125MW","Amarillo, TX",1,100,0,950,3800,125,0,0,0,3644.8319577176699,872355.16804228199,7841862.3120824806,875999.99999999965]
[null,782,"0MW | 950MW | 125MW","Amarillo, TX",2,100,0,950,3800,125,0,0,0,3644.8319577176699,872355.16804228199,7841862.3120824806,875999.99999999965]
[null,783,"0MW | 950MW | 125MW","Amarillo, TX",3,100,0,950,3800,125,0,0,0,3644.8319577176699,872355.16804228199,7841862.3120824806,875999.99999999965]
[null,784,"0MW | 950MW | 125MW","Amarillo, TX",4,100,0,950,3800,125,0,0,0,3644.8319577176699,872355.16804228199,7841862.3120824806,875999.99999999965]
[null,785,"0MW | 950MW | 125MW","Amarillo, TX",5,100,0,950,3800,125,0,0,0,3644.8319577176699,872355.16804228199,7841862.3120824806,875999.99999999965]
[null,786,"0MW | 950MW | 125MW","Amarillo, TX",6,100,0,950,3800,125,0,0,0,3644.8319577176699,872355.16804228199,7841862.3120824806,875999.99999999965]
[null,787,"0MW | 950MW | 125MW","Amarillo, TX",7,100,0,950,3800,125,0,0,0,3644.8319577176699,872355.16804228199,7841862.3120824806,875999.99999999965]
[null,788,"0MW | 950MW | 125MW","Amarillo, TX",8,100,0,950,3800,125,0,0,0,3644.8319577176699,872355.16804228199,7841862.3120824806,875999.99999999965]
[null,789,"0MW | 950MW | 125MW","Amarillo, TX",9,100,0,950,3800,125,0,0,0,3644.8319577176699,872355.16804228199,7841862.3120824806,875999.99999999965]
[null,790,"0MW | 950MW | 125MW","Amarillo, TX",10,100,0,950,3800,125,0,0,0,3644.8319577176699,872355.16804228199,7841862.3120824806,875999.99999999965]
[null,791,"0MW | 950MW | 125MW","Amarillo, TX",11,100,0,950,3800,125,0,0,0,3644.8319577176699,872355.16804228199,7841862.3120824806,875999.99999999965]
[null,792,"0MW | 950MW | 125MW","Amarillo, TX",12,100,0,950,3800,125,0,0,0,3644.8319577176699,872355.16804228199,7841862.3120824806,875999.99999999965]
[null,793,"0MW | 950MW | 125MW","Amarillo, TX",13,100,0,950,3800,125,0,0,0,3644.8319577176699,872355.16804228199,7841862.3120824806,875999.99999999965]
[null,794,"0MW | 950MW | 125MW","Amarillo, TX",14,100,0,950,3800,125,0,0,0,3644.8319577176699,872355.16804228199,7841862.3120824806,875999.99999999965]
[null,795,"0MW | 950MW | 125MW","Amarillo, TX",15,100,0,950,3800,125,0,0,0,3644.8319577176699,872355.16804228199,7841862.3120824806,875999.99999999965]
[null,796,"0MW | 950MW | 125MW","Amarillo, TX",16,100,0,950,3800,125,0,0,0,3644.8319577176699,872355.16804228199,7841862.3120824806,875999.99999999965]
[null,797,"0MW | 950MW | 125MW","Amarillo, TX",17,100,0,950,3800,125,0,0,0,3644.8319577176699,872355.16804228199,7841862.3120824806,875999.99999999965]
[null,798,"0MW | 950MW | 125MW","Amarillo, TX",18,100,0,950,3800,125,0,0,0,3644.8319577176699,872355.16804228199,7841862.3120824806,875999.99999999965]
[null,799,"0MW | 950MW | 125MW","Amarillo, TX",19,100,0,950,3800,125,0,0,0,3644.8319577176699,872355.16804228199,7841862.3120824806,875999.99999999965]
[null,800,"0MW | 950MW | 125MW","Amarillo, TX",20,100,0,950,3800,125,0,0,0,0,876000,7874626.7999999905,876000]
[null,801,"0MW | 1000MW | 100MW","Amarillo, TX",1,100,0,1000,4000.00000000001,100,0,0,0,3836.6652186501801,872163.33478134905,7840137.8653499801,875999.99999999919]
[null,802,"0MW | 1000MW | 100MW","Amarillo, TX",2,100,0,1000,4000.00000000001,100,0,0,0,3836.6652186501801,872163.33478134905,7840137.8653499801,875999.99999999919]
[null,803,"0MW | 1000MW | 100MW","Amarillo, TX",3,100,0,1000,4000.00000000001,100,0,0,0,3836.6652186501801,872163.33478134905,7840137.8653499801,875999.99999999919]
[null,804,"0MW | 1000MW | 100MW","Amarillo, TX",4,100,0,1000,4000.00000000001,100,0,0,0,3836.6652186501801,872163.33478134905,7840137.8653499801,875999.99999999919]
[null,805,"0MW | 1000MW | 100MW","Amarillo, TX",5,100,0,1000,4000.00000000001,100,0,0,0,3836.6652186501801,872163.33478134905,7840137.8653499801,875999.99999999919]
[null,806,"0MW | 1000MW | 100MW","Amarillo, TX",6,100,0,1000,4000.00000000001,100,0,0,0,3836.6652186501801,872163.33478134905,7840137.8653499801,875999.99999999919]
[null,807,"0MW | 1000MW | 100MW","Amarillo, TX",7,100,0,1000,4000.00000000001,100,0,0,0,3836.6652186501801,872163.33478134905,7840137.8653499801,875999.99999999919]
[null,808,"0MW | 1000MW | 100MW","Amarillo, TX",8,100,0,1000,4000.00000000001,100,0,0,0,3836.6652186501801,872163.33478134905,7840137.8653499801,875999.99999999919]
[null,809,"0MW | 1000MW | 100MW","Amarillo, TX",9,100,0,1000,4000.00000000001,100,0,0,0,3836.6652186501801,872163.33478134905,7840137.8653499801,875999.99999999919]
[null,810,"0MW | 1000MW | 100MW","Amarillo, TX",10,100,0,1000,4000.00000000001,100,0,0,0,3836.6652186501801,872163.33478134905,7840137.8653499801,875999.99999999919]
[null,811,"0MW | 1000MW | 100MW","Amarillo, TX",11,100,0,1000,4000.00000000001,100,0,0,0,3836.6652186501801,872163.33478134905,7840137.8653499801,875999.99999999919]
[null,812,"0MW | 1000MW | 100MW","Amarillo, TX",12,100,0,1000,4000.00000000001,100,0,0,0,3836.6652186501801,872163.33478134905,7840137.8653499801,875999.99999999919]
[null,813,"0MW | 1000MW | 100MW","Amarillo, TX",13,100,0,1000,4000.00000000001,100,0,0,0,3836.6652186501801,872163.33478134905,7840137.8653499801,875999.99999999919]
[null,814,"0MW | 1000MW | 100MW","Amarillo, TX",14,100,0,1000,4000.00000000001,100,0,0,0,3836.6652186501801,872163.33478134905,7840137.8653499801,875999.99999999919]
[null,815,"0MW | 1000MW | 100MW","Amarillo, TX",15,100,0,1000,4000.00000000001,100,0,0,0,3836.6652186501801,872163.33478134905,7840137.8653499801,875999.99999999919]
[null,816,"0MW | 1000MW | 100MW","Amarillo, TX",16,100,0,1000,4000.00000000001,100,0,0,0,3836.6652186501801,872163.33478134905,7840137.8653499801,875999.99999999919]
[null,817,"0MW | 1000MW | 100MW","Amarillo, TX",17,100,0,1000,4000.00000000001,100,0,0,0,3836.6652186501801,872163.33478134905,7840137.8653499801,875999.99999999919]
[null,818,"0MW | 1000MW | 100MW","Amarillo, TX",18,100,0,1000,4000.00000000001,100,0,0,0,3836.6652186501801,872163.33478134905,7840137.8653499801,875999.99999999919]
[null,819,"0MW | 1000MW | 100MW","Amarillo, TX",19,100,0,1000,4000.00000000001,100,0,0,0,3836.6652186501801,872163.33478134905,7840137.8653499801,875999.99999999919]
[null,820,"0MW | 1000MW | 100MW","Amarillo, TX",20,100,0,1000,4000.00000000001,100,0,0,0,0,876000,7874626.7999999905,876000]
[null,821,"0MW | 1000MW | 125MW","Amarillo, TX",1,100,0,1000,4000.00000000001,125,0,0,0,3836.6652186501801,872163.33478134905,7840137.8653499801,875999.99999999919]
[null,822,"0MW | 1000MW | 125MW","Amarillo, TX",2,100,0,1000,4000.00000000001,125,0,0,0,3836.6652186501801,872163.33478134905,7840137.8653499801,875999.99999999919]
[null,823,"0MW | 1000MW | 125MW","Amarillo, TX",3,100,0,1000,4000.00000000001,125,0,0,0,3836.6652186501801,872163.33478134905,7840137.8653499801,875999.99999999919]
[null,824,"0MW | 1000MW | 125MW","Amarillo, TX",4,100,0,1000,4000.00000000001,125,0,0,0,3836.6652186501801,872163.33478134905,7840137.8653499801,875999.99999999919]
[null,825,"0MW | 1000MW | 125MW","Amarillo, TX",5,100,0,1000,4000.00000000001,125,0,0,0,3836.6652186501801,872163.33478134905,7840137.8653499801,875999.99999999919]
[null,826,"0MW | 1000MW | 125MW","Amarillo, TX",6,100,0,1000,4000.00000000001,125,0,0,0,3836.6652186501801,872163.33478134905,7840137.8653499801,875999.99999999919]
[null,827,"0MW | 1000MW | 125MW","Amarillo, TX",7,100,0,1000,4000.00000000001,125,0,0,0,3836.6652186501801,872163.33478134905,7840137.8653499801,875999.99999999919]
[null,828,"0MW | 1000MW | 125MW","Amarillo, TX",8,100,0,1000,4000.00000000001,125,0,0,0,3836.6652186501801,872163.33478134905,7840137.8653499801,875999.99999999919]
[null,829,"0MW | 1000MW | 125MW","Amarillo, TX",9,100,0,1000,4000.00000000001,125,0,0,0,3836.6652186501801,872163.33478134905,7840137.8653499801,875999.99999999919]
[null,830,"0MW | 1000MW | 125MW","Amarillo, TX",10,100,0,1000,4000.00000000001,125,0,0,0,3836.6652186501801,872163.33478134905,7840137.8653499801,875999.99999999919]
[null,831,"0MW | 1000MW | 125MW","Amarillo, TX",11,100,0,1000,4000.00000000001,125,0,0,0,3836.6652186501801,872163.33478134905,7840137.8653499801,875999.99999999919]
[null,832,"0MW | 1000MW | 125MW","Amarillo, TX",12,100,0,1000,4000.00000000001,125,0,0,0,3836.6652186501801,872163.33478134905,7840137.8653499801,875999.99999999919]
[null,833,"0MW | 1000MW | 125MW","Amarillo, TX",13,100,0,1000,4000.00000000001,125,0,0,0,3836.6652186501801,872163.33478134905,7840137.8653499801,875999.99999999919]
[null,834,"0MW | 1000MW | 125MW","Amarillo, TX",14,100,0,1000,4000.00000000001,125,0,0,0,3836.6652186501801,872163.33478134905,7840137.8653499801,875999.99999999919]
[null,835,"0MW | 1000MW | 125MW","Amarillo, TX",15,100,0,1000,4000.00000000001,125,0,0,0,3836.6652186501801,872163.33478134905,7840137.8653499801,875999.99999999919]
[null,836,"0MW | 1000MW | 125MW","Amarillo, TX",16,100,0,1000,4000.00000000001,125,0,0,0,3836.6652186501801,872163.33478134905,7840137.8653499801,875999.99999999919]
[null,837,"0MW | 1000MW | 125MW","Amarillo, TX",17,100,0,1000,4000.00000000001,125,0,0,0,3836.6652186501801,872163.33478134905,7840137.8653499801,875999.99999999919]
[null,838,"0MW | 1000MW | 125MW","Amarillo, TX",18,100,0,1000,4000.00000000001,125,0,0,0,3836.6652186501801,872163.33478134905,7840137.8653499801,875999.99999999919]
[null,839,"0MW | 1000MW | 125MW","Amarillo, TX",19,100,0,1000,4000.00000000001,125,0,0,0,3836.6652186501801,872163.33478134905,7840137.8653499801,875999.99999999919]
[null,840,"0MW | 1000MW | 125MW","Amarillo, TX",20,100,0,1000,4000.00000000001,125,0,0,0,0,876000,7874626.7999999905,876000]
[null,841,"50MW | 0MW | 0MW","Amarillo, TX",1,100,50,0,0,0,102757.75840683399,102757.75840683399,0,0,0,0,102757.75840683399]
[null,842,"50MW | 0MW | 0MW","Amarillo, TX",2,100,50,0,0,0,102243.96961479999,102243.96961479999,0,0,0,0,102243.96961479999]
[null,843,"50MW | 0MW | 0MW","Amarillo, TX",3,100,50,0,0,0,101730.18082276599,101730.18082276599,0,0,0,0,101730.18082276599]
[null,844,"50MW | 0MW | 0MW","Amarillo, TX",4,100,50,0,0,0,101216.39203073199,101216.39203073199,0,0,0,0,101216.39203073199]
[null,845,"50MW | 0MW | 0MW","Amarillo, TX",5,100,50,0,0,0,100702.603238697,100702.603238697,0,0,0,0,100702.603238697]
[null,846,"50MW | 0MW | 0MW","Amarillo, TX",6,100,50,0,0,0,100188.814446663,100188.814446663,0,0,0,0,100188.814446663]
[null,847,"50MW | 0MW | 0MW","Amarillo, TX",7,100,50,0,0,0,99675.025654629499,99675.025654629499,0,0,0,0,99675.025654629499]
[null,848,"50MW | 0MW | 0MW","Amarillo, TX",8,100,50,0,0,0,99161.236862595295,99161.236862595295,0,0,0,0,99161.236862595295]
[null,849,"50MW | 0MW | 0MW","Amarillo, TX",9,100,50,0,0,0,98647.448070561106,98647.448070561106,0,0,0,0,98647.448070561106]
[null,850,"50MW | 0MW | 0MW","Amarillo, TX",10,100,50,0,0,0,98133.659278526902,98133.659278526902,0,0,0,0,98133.659278526902]
[null,851,"50MW | 0MW | 0MW","Amarillo, TX",11,100,50,0,0,0,97619.8704864928,97619.8704864928,0,0,0,0,97619.8704864928]
[null,852,"50MW | 0MW | 0MW","Amarillo, TX",12,100,50,0,0,0,97106.081694458597,97106.081694458597,0,0,0,0,97106.081694458597]
[null,853,"50MW | 0MW | 0MW","Amarillo, TX",13,100,50,0,0,0,96592.292902424393,96592.292902424393,0,0,0,0,96592.292902424393]
[null,854,"50MW | 0MW | 0MW","Amarillo, TX",14,100,50,0,0,0,96078.504110390306,96078.504110390306,0,0,0,0,96078.504110390306]
[null,855,"50MW | 0MW | 0MW","Amarillo, TX",15,100,50,0,0,0,95564.715318356102,95564.715318356102,0,0,0,0,95564.715318356102]
[null,856,"50MW | 0MW | 0MW","Amarillo, TX",16,100,50,0,0,0,95050.926526321899,95050.926526321899,0,0,0,0,95050.926526321899]
[null,857,"50MW | 0MW | 0MW","Amarillo, TX",17,100,50,0,0,0,94537.137734287695,94537.137734287695,0,0,0,0,94537.137734287695]
[null,858,"50MW | 0MW | 0MW","Amarillo, TX",18,100,50,0,0,0,94023.348942253593,94023.348942253593,0,0,0,0,94023.348942253593]
[null,859,"50MW | 0MW | 0MW","Amarillo, TX",19,100,50,0,0,0,93509.560150219404,93509.560150219404,0,0,0,0,93509.560150219404]
[null,860,"50MW | 0MW | 0MW","Amarillo, TX",20,100,50,0,0,0,92995.7713581852,92995.7713581852,0,0,0,0,92995.7713581852]
[null,861,"50MW | 0MW | 100MW","Amarillo, TX",1,100,50,0,0,100,102757.75840683399,102757.75840683398,0,0,773242.24159316497,6950906.4823534405,875999.99999999895]
[null,862,"50MW | 0MW | 100MW","Amarillo, TX",2,100,50,0,0,100,102243.96961479999,102243.96961479995,0,0,773756.030385199,6955525.0839416701,875999.99999999895]
[null,863,"50MW | 0MW | 100MW","Amarillo, TX",3,100,50,0,0,100,101730.18082276599,101730.18082276604,0,0,774269.81917723303,6960143.6855299007,875999.99999999907]
[null,864,"50MW | 0MW | 100MW","Amarillo, TX",4,100,50,0,0,100,101216.39203073199,101216.39203073201,0,0,774783.60796926799,6964762.2871181397,876000]
[null,865,"50MW | 0MW | 100MW","Amarillo, TX",5,100,50,0,0,100,100702.603238697,100702.60323869705,0,0,775297.39676130202,6969380.8887063703,875999.99999999907]
[null,866,"50MW | 0MW | 100MW","Amarillo, TX",6,100,50,0,0,100,100188.814446663,100188.81444666302,0,0,775811.18555333605,6973999.4902945999,875999.99999999907]
[null,867,"50MW | 0MW | 100MW","Amarillo, TX",7,100,50,0,0,100,99675.025654629499,99675.025654629455,0,0,776324.97434536996,6978618.0918828305,875999.99999999942]
[null,868,"50MW | 0MW | 100MW","Amarillo, TX",8,100,50,0,0,100,99161.236862595295,99161.23686259531,0,0,776838.76313740399,6983236.6934710704,875999.9999999993]
[null,869,"50MW | 0MW | 100MW","Amarillo, TX",9,100,50,0,0,100,98647.448070561106,98647.448070561048,0,0,777352.55192943802,6987855.2950593,875999.99999999907]
[null,870,"50MW | 0MW | 100MW","Amarillo, TX",10,100,50,0,0,100,98133.659278526902,98133.659278526902,0,0,777866.34072147298,6992473.8966475306,875999.99999999988]
[null,871,"50MW | 0MW | 100MW","Amarillo, TX",11,100,50,0,0,100,97619.8704864928,97619.870486492757,0,0,778380.12951350701,6997092.4982357696,875999.99999999977]
[null,872,"50MW | 0MW | 100MW","Amarillo, TX",12,100,50,0,0,100,97106.081694458597,97106.081694458611,0,0,778893.91830554104,7001711.0998240001,875999.99999999965]
[null,873,"50MW | 0MW | 100MW","Amarillo, TX",13,100,50,0,0,100,96592.292902424393,96592.292902424349,0,0,779407.70709757495,7006329.7014122307,875999.9999999993]
[null,874,"50MW | 0MW | 100MW","Amarillo, TX",14,100,50,0,0,100,96078.504110390306,96078.50411039032,0,0,779921.49588960898,7010948.3030004604,875999.9999999993]
[null,875,"50MW | 0MW | 100MW","Amarillo, TX",15,100,50,0,0,100,95564.715318356102,95564.715318356059,0,0,780435.28468164301,7015566.9045887003,875999.99999999907]
[null,876,"50MW | 0MW | 100MW","Amarillo, TX",16,100,50,0,0,100,95050.926526321899,95050.926526321913,0,0,780949.07347367797,7020185.5061769299,875999.99999999988]
[null,877,"50MW | 0MW | 100MW","Amarillo, TX",17,100,50,0,0,100,94537.137734287695,94537.137734287651,0,0,781462.862265712,7024804.1077651605,875999.99999999965]
[null,878,"50MW | 0MW | 100MW","Amarillo, TX",18,100,50,0,0,100,94023.348942253593,94023.348942253622,0,0,781976.65105774603,7029422.7093533892,875999.99999999965]
[null,879,"50MW | 0MW | 100MW","Amarillo, TX",19,100,50,0,0,100,93509.560150219404,93509.56015021936,0,0,782490.43984978006,7034041.31094163,875999.99999999942]
[null,880,"50MW | 0MW | 100MW","Amarillo, TX",20,100,50,0,0,100,92995.7713581852,92995.771358185215,0,0,783004.22864181397,7038659.9125298606,875999.99999999919]
[null,881,"50MW | 0MW | 125MW","Amarillo, TX",1,100,50,0,0,125,102757.75840683399,102757.75840683398,0,0,773242.24159316497,6950906.4823534405,875999.99999999895]
[null,882,"50MW | 0MW | 125MW","Amarillo, TX",2,100,50,0,0,125,102243.96961479999,102243.96961479995,0,0,773756.030385199,6955525.0839416701,875999.99999999895]
[null,883,"50MW | 0MW | 125MW","Amarillo, TX",3,100,50,0,0,125,101730.18082276599,101730.18082276604,0,0,774269.81917723303,6960143.6855299007,875999.99999999907]
[null,884,"50MW | 0MW | 125MW","Amarillo, TX",4,100,50,0,0,125,101216.39203073199,101216.39203073201,0,0,774783.60796926799,6964762.2871181397,876000]
[null,885,"50MW | 0MW | 125MW","Amarillo, TX",5,100,50,0,0,125,100702.603238697,100702.60323869705,0,0,775297.39676130202,6969380.8887063703,875999.99999999907]
[null,886,"50MW | 0MW | 125MW","Amarillo, TX",6,100,50,0,0,125,100188.814446663,100188.81444666302,0,0,775811.18555333605,6973999.4902945999,875999.99999999907]
[null,887,"50MW | 0MW | 125MW","Amarillo, TX",7,100,50,0,0,125,99675.025654629499,99675.025654629455,0,0,776324.97434536996,6978618.0918828305,875999.99999999942]
[null,888,"50MW | 0MW | 125MW","Amarillo, TX",8,100,50,0,0,125,99161.236862595295,99161.23686259531,0,0,776838.76313740399,6983236.6934710704,875999.9999999993]
[null,889,"50MW | 0MW | 125MW","Amarillo, TX",9,100,50,0,0,125,98647.448070561106,98647.448070561048,0,0,777352.55192943802,6987855.2950593,875999.99999999907]
[null,890,"50MW | 0MW | 125MW","Amarillo, TX",10,100,50,0,0,125,98133.659278526902,98133.659278526902,0,0,777866.34072147298,6992473.8966475306,875999.99999999988]
[null,891,"50MW | 0MW | 125MW","Amarillo, TX",11,100,50,0,0,125,97619.8704864928,97619.870486492757,0,0,778380.12951350701,6997092.4982357696,875999.99999999977]
[null,892,"50MW | 0MW | 125MW","Amarillo, TX",12,100,50,0,0,125,97106.081694458597,97106.081694458611,0,0,778893.91830554104,7001711.0998240001,875999.99999999965]
[null,893,"50MW | 0MW | 125MW","Amarillo, TX",13,100,50,0,0,125,96592.292902424393,96592.292902424349,0,0,779407.70709757495,7006329.7014122307,875999.9999999993]
[null,894,"50MW | 0MW | 125MW","Amarillo, TX",14,100,50,0,0,125,96078.504110390306,96078.50411039032,0,0,779921.49588960898,7010948.3030004604,875999.9999999993]
[null,895,"50MW | 0MW | 125MW","Amarillo, TX",15,100,50,0,0,125,95564.715318356102,95564.715318356059,0,0,780435.28468164301,7015566.9045887003,875999.99999999907]
[null,896,"50MW | 0MW | 125MW","Amarillo, TX",16,100,50,0,0,125,95050.926526321899,95050.926526321913,0,0,780949.07347367797,7020185.5061769299,875999.99999999988]
[null,897,"50MW | 0MW | 125MW","Amarillo, TX",17,100,50,0,0,125,94537.137734287695,94537.137734287651,0,0,781462.862265712,7024804.1077651605,875999.99999999965]
[null,898,"50MW | 0MW | 125MW","Amarillo, TX",18,100,50,0,0,125,94023.348942253593,94023.348942253622,0,0,781976.65105774603,7029422.7093533892,875999.99999999965]
[null,899,"50MW | 0MW | 125MW","Amarillo, TX",19,100,50,0,0,125,93509.560150219404,93509.56015021936,0,0,782490.43984978006,7034041.31094163,875999.99999999942]
[null,900,"50MW | 0MW | 125MW","Amarillo, TX",20,100,50,0,0,125,92995.7713581852,92995.771358185215,0,0,783004.22864181397,7038659.9125298606,875999.99999999919]
[null,901,"50MW | 50MW | 0MW","Amarillo, TX",1,100,50,49.999999999999901,199.99999999999901,0,102757.75840683399,102757.75840683399,0,191.83326093250801,0,0,102949.59166776651]
[null,902,"50MW | 50MW | 0MW","Amarillo, TX",2,100,50,49.999999999999901,199.99999999999901,0,102243.96961479999,102243.96961479999,0,191.83326093250801,0,0,102435.80287573251]
[null,903,"50MW | 50MW | 0MW","Amarillo, TX",3,100,50,49.999999999999901,199.99999999999901,0,101730.18082276599,101730.18082276599,0,191.83326093250801,0,0,101922.01408369851]
[null,904,"50MW | 50MW | 0MW","Amarillo, TX",4,100,50,49.999999999999901,199.99999999999901,0,101216.39203073199,101216.39203073199,0,191.83326093250801,0,0,101408.22529166451]
[null,905,"50MW | 50MW | 0MW","Amarillo, TX",5,100,50,49.999999999999901,199.99999999999901,0,100702.603238697,100702.603238697,0,191.83326093250801,0,0,100894.43649962952]
[null,906,"50MW | 50MW | 0MW","Amarillo, TX",6,100,50,49.999999999999901,199.99999999999901,0,100188.814446663,100188.814446663,0,191.83326093250801,0,0,100380.64770759552]
[null,907,"50MW | 50MW | 0MW","Amarillo, TX",7,100,50,49.999999999999901,199.99999999999901,0,99675.025654629499,99675.025654629499,0,191.83326093250801,0,0,99866.858915562014]
[null,908,"50MW | 50MW | 0MW","Amarillo, TX",8,100,50,49.999999999999901,199.99999999999901,0,99161.236862595295,99161.236862595295,0,191.83326093250801,0,0,99353.07012352781]
[null,909,"50MW | 50MW | 0MW","Amarillo, TX",9,100,50,49.999999999999901,199.99999999999901,0,98647.448070561106,98647.448070561106,0,191.83326093250801,0,0,98839.281331493621]
[null,910,"50MW | 50MW | 0MW","Amarillo, TX",10,100,50,49.999999999999901,199.99999999999901,0,98133.659278526902,98133.659278526902,0,191.83326093250801,0,0,98325.492539459417]
[null,911,"50MW | 50MW | 0MW","Amarillo, TX",11,100,50,49.999999999999901,199.99999999999901,0,97619.8704864928,97619.8704864928,0,191.83326093250801,0,0,97811.703747425316]
[null,912,"50MW | 50MW | 0MW","Amarillo, TX",12,100,50,49.999999999999901,199.99999999999901,0,97106.081694458597,97106.081694458597,0,191.83326093250801,0,0,97297.914955391112]
[null,913,"50MW | 50MW | 0MW","Amarillo, TX",13,100,50,49.999999999999901,199.99999999999901,0,96592.292902424393,96592.292902424393,0,191.83326093250801,0,0,96784.126163356908]
[null,914,"50MW | 50MW | 0MW","Amarillo, TX",14,100,50,49.999999999999901,199.99999999999901,0,96078.504110390306,96078.504110390306,0,191.83326093250801,0,0,96270.337371322821]
[null,915,"50MW | 50MW | 0MW","Amarillo, TX",15,100,50,49.999999999999901,199.99999999999901,0,95564.715318356102,95564.715318356102,0,191.83326093250801,0,0,95756.548579288617]
[null,916,"50MW | 50MW | 0MW","Amarillo, TX",16,100,50,49.999999999999901,199.99999999999901,0,95050.926526321899,95050.926526321899,0,191.83326093250801,0,0,95242.759787254414]
[null,917,"50MW | 50MW | 0MW","Amarillo, TX",17,100,50,49.999999999999901,199.99999999999901,0,94537.137734287695,94537.137734287695,0,191.83326093250801,0,0,94728.97099522021]
[null,918,"50MW | 50MW | 0MW","Amarillo, TX",18,100,50,49.999999999999901,199.99999999999901,0,94023.348942253593,94023.348942253593,0,191.83326093250801,0,0,94215.182203186108]
[null,919,"50MW | 50MW | 0MW","Amarillo, TX",19,100,50,49.999999999999901,199.99999999999901,0,93509.560150219404,93509.560150219404,0,191.83326093250801,0,0,93701.393411151919]
[null,920,"50MW | 50MW | 0MW","Amarillo, TX",20,100,50,49.999999999999901,199.99999999999901,0,92995.7713581852,92995.7713581852,0,0,0,0,92995.7713581852]
[null,921,"50MW | 50MW | 100MW","Amarillo, TX",1,100,50,49.999999999999901,199.99999999999901,100,102757.75840683399,102757.75840683393,0,191.83326093250801,773050.40833223204,6949182.0356209408,875999.99999999849]
[null,922,"50MW | 50MW | 100MW","Amarillo, TX",2,100,50,49.999999999999901,199.99999999999901,100,102243.96961479999,102243.96961479991,0,191.83326093250801,773564.197124267,6953800.6372091696,875999.99999999942]
[null,923,"50MW | 50MW | 100MW","Amarillo, TX",3,100,50,49.999999999999901,199.99999999999901,100,101730.18082276599,101730.18082276599,0,191.83326093250801,774077.98591630103,6958419.2387974001,875999.99999999953]
[null,924,"50MW | 50MW | 100MW","Amarillo, TX",4,100,50,49.999999999999901,199.99999999999901,100,101216.39203073199,101216.39203073196,0,191.83326093250801,774591.77470833506,6963037.84038564,875999.99999999953]
[null,925,"50MW | 50MW | 100MW","Amarillo, TX",5,100,50,49.999999999999901,199.99999999999901,100,100702.603238697,100702.603238697,0,191.83326093250801,775105.56350036897,6967656.4419738697,875999.99999999849]
[null,926,"50MW | 50MW | 100MW","Amarillo, TX",6,100,50,49.999999999999901,199.99999999999901,100,100188.814446663,100188.81444666297,0,191.83326093250801,775619.352292403,6972275.0435620993,875999.99999999849]
[null,927,"50MW | 50MW | 100MW","Amarillo, TX",7,100,50,49.999999999999901,199.99999999999901,100,99675.025654629499,99675.025654629411,0,191.83326093250801,776133.14108443796,6976893.6451503299,875999.99999999988]
[null,928,"50MW | 50MW | 100MW","Amarillo, TX",8,100,50,49.999999999999901,199.99999999999901,100,99161.236862595295,99161.236862595266,0,191.83326093250801,776646.92987647199,6981512.2467385707,875999.99999999977]
[null,929,"50MW | 50MW | 100MW","Amarillo, TX",9,100,50,49.999999999999901,199.99999999999901,100,98647.448070561106,98647.448070561004,0,191.83326093250801,777160.71866850602,6986130.8483267995,875999.99999999953]
[null,930,"50MW | 50MW | 100MW","Amarillo, TX",10,100,50,49.999999999999901,199.99999999999901,100,98133.659278526902,98133.659278526859,0,191.83326093250801,777674.50746054004,6990749.44991503,875999.99999999942]
[null,931,"50MW | 50MW | 100MW","Amarillo, TX",11,100,50,49.999999999999901,199.99999999999901,100,97619.8704864928,97619.870486492713,0,191.83326093250801,778188.29625257396,6995368.0515032699,875999.99999999919]
[null,932,"50MW | 50MW | 100MW","Amarillo, TX",12,100,50,49.999999999999901,199.99999999999901,100,97106.081694458597,97106.081694458568,0,191.83326093250801,778702.08504460799,6999986.6530914996,875999.99999999907]
[null,933,"50MW | 50MW | 100MW","Amarillo, TX",13,100,50,49.999999999999901,199.99999999999901,100,96592.292902424393,96592.292902424306,0,191.83326093250801,779215.87383664295,7004605.2546797302,875999.99999999977]
[null,934,"50MW | 50MW | 100MW","Amarillo, TX",14,100,50,49.999999999999901,199.99999999999901,100,96078.504110390306,96078.504110390277,0,191.83326093250801,779729.66262867698,7009223.8562679598,875999.99999999977]
[null,935,"50MW | 50MW | 100MW","Amarillo, TX",15,100,50,49.999999999999901,199.99999999999901,100,95564.715318356102,95564.715318356015,0,191.83326093250801,780243.451420711,7013842.4578561904,875999.99999999953]
[null,936,"50MW | 50MW | 100MW","Amarillo, TX",16,100,50,49.999999999999901,199.99999999999901,100,95050.926526321899,95050.926526321869,0,191.83326093250801,780757.24021274503,7018461.0594444294,875999.99999999942]
[null,937,"50MW | 50MW | 100MW","Amarillo, TX",17,100,50,49.999999999999901,199.99999999999901,100,94537.137734287695,94537.137734287608,0,191.83326093250801,781271.02900477895,7023079.6610326599,875999.99999999907]
[null,938,"50MW | 50MW | 100MW","Amarillo, TX",18,100,50,49.999999999999901,199.99999999999901,100,94023.348942253593,94023.348942253579,0,191.83326093250801,781784.81779681297,7027698.2626208896,875999.99999999907]
[null,939,"50MW | 50MW | 100MW","Amarillo, TX",19,100,50,49.999999999999901,199.99999999999901,100,93509.560150219404,93509.560150219317,0,191.83326093250801,782298.60658884805,7032316.8642091295,875999.99999999988]
[null,940,"50MW | 50MW | 100MW","Amarillo, TX",20,100,50,49.999999999999901,199.99999999999901,100,92995.7713581852,92995.771358185215,0,0,783004.22864181397,7038659.9125298606,875999.99999999919]
[null,941,"50MW | 50MW | 125MW","Amarillo, TX",1,100,50,49.999999999999901,199.99999999999901,125,102757.75840683399,102757.75840683393,0,191.83326093250801,773050.40833223204,6949182.0356209408,875999.99999999849]
[null,942,"50MW | 50MW | 125MW","Amarillo, TX",2,100,50,49.999999999999901,199.99999999999901,125,102243.96961479999,102243.96961479991,0,191.83326093250801,773564.197124267,6953800.6372091696,875999.99999999942]
[null,943,"50MW | 50MW | 125MW","Amarillo, TX",3,100,50,49.999999999999901,199.99999999999901,125,101730.18082276599,101730.18082276599,0,191.83326093250801,774077.98591630103,6958419.2387974001,875999.99999999953]
[null,944,"50MW | 50MW | 125MW","Amarillo, TX",4,100,50,49.999999999999901,199.99999999999901,125,101216.39203073199,101216.39203073196,0,191.83326093250801,774591.77470833506,6963037.84038564,875999.99999999953]
[null,945,"50MW | 50MW | 125MW","Amarillo, TX",5,100,50,49.999999999999901,199.99999999999901,125,100702.603238697,100702.603238697,0,191.83326093250801,775105.56350036897,6967656.4419738697,875999.99999999849]
[null,946,"50MW | 50MW | 125MW","Amarillo, TX",6,100,50,49.999999999999901,199.99999999999901,125,100188.814446663,100188.81444666297,0,191.83326093250801,775619.352292403,6972275.0435620993,875999.99999999849]
[null,947,"50MW | 50MW | 125MW","Amarillo, TX",7,100,50,49.999999999999901,199.99999999999901,125,99675.025654629499,99675.025654629411,0,191.83326093250801,776133.14108443796,6976893.6451503299,875999.99999999988]
[null,948,"50MW | 50MW | 125MW","Amarillo, TX",8,100,50,49.999999999999901,199.99999999999901,125,99161.236862595295,99161.236862595266,0,191.83326093250801,776646.92987647199,6981512.2467385707,875999.99999999977]
[null,949,"50MW | 50MW | 125MW","Amarillo, TX",9,100,50,49.999999999999901,199.99999999999901,125,98647.448070561106,98647.448070561004,0,191.83326093250801,777160.71866850602,6986130.8483267995,875999.99999999953]
[null,950,"50MW | 50MW | 125MW","Amarillo, TX",10,100,50,49.999999999999901,199.99999999999901,125,98133.659278526902,98133.659278526859,0,191.83326093250801,777674.50746054004,6990749.44991503,875999.99999999942]
[null,951,"50MW | 50MW | 125MW","Amarillo, TX",11,100,50,49.999999999999901,199.99999999999901,125,97619.8704864928,97619.870486492713,0,191.83326093250801,778188.29625257396,6995368.0515032699,875999.99999999919]
[null,952,"50MW | 50MW | 125MW","Amarillo, TX",12,100,50,49.999999999999901,199.99999999999901,125,97106.081694458597,97106.081694458568,0,191.83326093250801,778702.08504460799,6999986.6530914996,875999.99999999907]
[null,953,"50MW | 50MW | 125MW","Amarillo, TX",13,100,50,49.999999999999901,199.99999999999901,125,96592.292902424393,96592.292902424306,0,191.83326093250801,779215.87383664295,7004605.2546797302,875999.99999999977]
[null,954,"50MW | 50MW | 125MW","Amarillo, TX",14,100,50,49.999999999999901,199.99999999999901,125,96078.504110390306,96078.504110390277,0,191.83326093250801,779729.66262867698,7009223.8562679598,875999.99999999977]
[null,955,"50MW | 50MW | 125MW","Amarillo, TX",15,100,50,49.999999999999901,199.99999999999901,125,95564.715318356102,95564.715318356015,0,191.83326093250801,780243.451420711,7013842.4578561904,875999.99999999953]
[null,956,"50MW | 50MW | 125MW","Amarillo, TX",16,100,50,49.999999999999901,199.99999999999901,125,95050.926526321899,95050.926526321869,0,191.83326093250801,780757.24021274503,7018461.0594444294,875999.99999999942]
[null,957,"50MW | 50MW | 125MW","Amarillo, TX",17,100,50,49.999999999999901,199.99999999999901,125,94537.137734287695,94537.137734287608,0,191.83326093250801,781271.02900477895,7023079.6610326599,875999.99999999907]
[null,958,"50MW | 50MW | 125MW","Amarillo, TX",18,100,50,49.999999999999901,199.99999999999901,125,94023.348942253593,94023.348942253579,0,191.83326093250801,781784.81779681297,7027698.2626208896,875999.99999999907]
[null,959,"50MW | 50MW | 125MW","Amarillo, TX",19,100,50,49.999999999999901,199.99999999999901,125,93509.560150219404,93509.560150219317,0,191.83326093250801,782298.60658884805,7032316.8642091295,875999.99999999988]
[null,960,"50MW | 50MW | 125MW","Amarillo, TX",20,100,50,49.999999999999901,199.99999999999901,125,92995.7713581852,92995.771358185215,0,0,783004.22864181397,7038659.9125298606,875999.99999999919]
[null,961,"50MW | 100MW | 0MW","Amarillo, TX",1,100,50,100,400.00000000000102,0,102757.75840683399,102757.75840683399,0,383.66652186501801,0,0,103141.42492869901]
[null,962,"50MW | 100MW | 0MW","Amarillo, TX",2,100,50,100,400.00000000000102,0,102243.96961479999,102243.96961479999,0,383.66652186501801,0,0,102627.63613666501]
[null,963,"50MW | 100MW | 0MW","Amarillo, TX",3,100,50,100,400.00000000000102,0,101730.18082276599,101730.18082276599,0,383.66652186501801,0,0,102113.84734463101]
[null,964,"50MW | 100MW | 0MW","Amarillo, TX",4,100,50,100,400.00000000000102,0,101216.39203073199,101216.39203073199,0,383.66652186501801,0,0,101600.05855259701]
[null,965,"50MW | 100MW | 0MW","Amarillo, TX",5,100,50,100,400.00000000000102,0,100702.603238697,100702.603238697,0,383.66652186501801,0,0,101086.26976056202]
[null,966,"50MW | 100MW | 0MW","Amarillo, TX",6,100,50,100,400.00000000000102,0,100188.814446663,100188.814446663,0,383.66652186501801,0,0,100572.48096852802]
[null,967,"50MW | 100MW | 0MW","Amarillo, TX",7,100,50,100,400.00000000000102,0,99675.025654629499,99675.025654629499,0,383.66652186501801,0,0,100058.69217649451]
[null,968,"50MW | 100MW | 0MW","Amarillo, TX",8,100,50,100,400.00000000000102,0,99161.236862595295,99161.236862595295,0,383.66652186501801,0,0,99544.903384460311]
[null,969,"50MW | 100MW | 0MW","Amarillo, TX",9,100,50,100,400.00000000000102,0,98647.448070561106,98647.448070561106,0,383.66652186501801,0,0,99031.114592426122]
[null,970,"50MW | 100MW | 0MW","Amarillo, TX",10,100,50,100,400.00000000000102,0,98133.659278526902,98133.659278526902,0,383.66652186501801,0,0,98517.325800391918]
[null,971,"50MW | 100MW | 0MW","Amarillo, TX",11,100,50,100,400.00000000000102,0,97619.8704864928,97619.8704864928,0,383.66652186501801,0,0,98003.537008357816]
[null,972,"50MW | 100MW | 0MW","Amarillo, TX",12,100,50,100,400.00000000000102,0,97106.081694458597,97106.081694458597,0,383.66652186501801,0,0,97489.748216323613]
[null,973,"50MW | 100MW | 0MW","Amarillo, TX",13,100,50,100,400.00000000000102,0,96592.292902424393,96592.292902424393,0,383.66652186501801,0,0,96975.959424289409]
[null,974,"50MW | 100MW | 0MW","Amarillo, TX",14,100,50,100,400.00000000000102,0,96078.504110390306,96078.504110390306,0,383.66652186501801,0,0,96462.170632255322]
[null,975,"50MW | 100MW | 0MW","Amarillo, TX",15,100,50,100,400.00000000000102,0,95564.715318356102,95564.715318356102,0,383.66652186501801,0,0,95948.381840221118]
[null,976,"50MW | 100MW | 0MW","Amarillo, TX",16,100,50,100,400.00000000000102,0,95050.926526321899,95050.926526321899,0,383.66652186501801,0,0,95434.593048186915]
[null,977,"50MW | 100MW | 0MW","Amarillo, TX",17,100,50,100,400.00000000000102,0,94537.137734287695,94537.137734287695,0,383.66652186501801,0,0,94920.804256152711]
[null,978,"50MW | 100MW | 0MW","Amarillo, TX",18,100,50,100,400.00000000000102,0,94023.348942253593,94023.348942253593,0,383.66652186501801,0,0,94407.015464118609]
[null,979,"50MW | 100MW | 0MW","Amarillo, TX",19,100,50,100,400.00000000000102,0,93509.560150219404,93509.560150219404,0,383.66652186501801,0,0,93893.22667208442]
[null,980,"50MW | 100MW | 0MW","Amarillo, TX",20,100,50,100,400.00000000000102,0,92995.7713581852,92995.7713581852,0,0,0,0,92995.7713581852]
[null,981,"50MW | 100MW | 100MW","Amarillo, TX",1,100,50,100,400.00000000000102,100,102757.75840683399,102757.75840683402,0,383.66652186501801,772858.57507130003,6947457.5888884403,875999.99999999907]
[null,982,"50MW | 100MW | 100MW","Amarillo, TX",2,100,50,100,400.00000000000102,100,102243.96961479999,102243.96961479999,0,383.66652186501801,773372.36386333394,6952076.1904766699,875999.99999999895]
[null,983,"50MW | 100MW | 100MW","Amarillo, TX",3,100,50,100,400.00000000000102,100,101730.18082276599,101730.18082276608,0,383.66652186501801,773886.15265536797,6956694.7920649005,875999.99999999907]
[null,984,"50MW | 100MW | 100MW","Amarillo, TX",4,100,50,100,400.00000000000102,100,101216.39203073199,101216.39203073205,0,383.66652186501801,774399.941447402,6961313.3936531302,875999.99999999907]
[null,985,"50MW | 100MW | 100MW","Amarillo, TX",5,100,50,100,400.00000000000102,100,100702.603238697,100702.60323869709,0,383.66652186501801,774913.73023943696,6965931.9952413701,875999.99999999907]
[null,986,"50MW | 100MW | 100MW","Amarillo, TX",6,100,50,100,400.00000000000102,100,100188.814446663,100188.81444666306,0,383.66652186501801,775427.51903147099,6970550.5968295997,875999.99999999907]
[null,987,"50MW | 100MW | 100MW","Amarillo, TX",7,100,50,100,400.00000000000102,100,99675.025654629499,99675.025654629499,0,383.66652186501801,775941.30782350502,6975169.1984178303,875999.99999999953]
[null,988,"50MW | 100MW | 100MW","Amarillo, TX",8,100,50,100,400.00000000000102,100,99161.236862595295,99161.236862595353,0,383.66652186501801,776455.09661553905,6979787.8000060702,875999.99999999942]
[null,989,"50MW | 100MW | 100MW","Amarillo, TX",9,100,50,100,400.00000000000102,100,98647.448070561106,98647.448070561091,0,383.66652186501801,776968.88540757296,6984406.4015942998,875999.99999999907]
[null,990,"50MW | 100MW | 100MW","Amarillo, TX",10,100,50,100,400.00000000000102,100,98133.659278526902,98133.659278526946,0,383.66652186501801,777482.67419960804,6989025.0031825304,876000]
[null,991,"50MW | 100MW | 100MW","Amarillo, TX",11,100,50,100,400.00000000000102,100,97619.8704864928,97619.8704864928,0,383.66652186501801,777996.46299164195,6993643.6047707601,875999.99999999977]
[null,992,"50MW | 100MW | 100MW","Amarillo, TX",12,100,50,100,400.00000000000102,100,97106.081694458597,97106.081694458655,0,383.66652186501801,778510.25178367598,6998262.2063589999,875999.99999999965]
[null,993,"50MW | 100MW | 100MW","Amarillo, TX",13,100,50,100,400.00000000000102,100,96592.292902424393,96592.292902424393,0,383.66652186501801,779024.04057571001,7002880.8079472305,875999.99999999942]
[null,994,"50MW | 100MW | 100MW","Amarillo, TX",14,100,50,100,400.00000000000102,100,96078.504110390306,96078.504110390364,0,383.66652186501801,779537.82936774404,7007499.4095354602,875999.99999999942]
[null,995,"50MW | 100MW | 100MW","Amarillo, TX",15,100,50,100,400.00000000000102,100,95564.715318356102,95564.715318356102,0,383.66652186501801,780051.61815977795,7012118.0111236908,875999.99999999907]
[null,996,"50MW | 100MW | 100MW","Amarillo, TX",16,100,50,100,400.00000000000102,100,95050.926526321899,95050.926526321957,0,383.66652186501801,780565.40695181303,7016736.6127119297,876000]
[null,997,"50MW | 100MW | 100MW","Amarillo, TX",17,100,50,100,400.00000000000102,100,94537.137734287695,94537.137734287695,0,383.66652186501801,781079.19574384706,7021355.2143001603,875999.99999999977]
[null,998,"50MW | 100MW | 100MW","Amarillo, TX",18,100,50,100,400.00000000000102,100,94023.348942253593,94023.348942253666,0,383.66652186501801,781592.98453588097,7025973.8158883899,875999.99999999965]
[null,999,"50MW | 100MW | 100MW","Amarillo, TX",19,100,50,100,400.00000000000102,100,93509.560150219404,93509.560150219404,0,383.66652186501801,782106.773327915,7030592.4174766298,875999.99999999942]
[null,1000,"50MW | 100MW | 100MW","Amarillo, TX",20,100,50,100,400.00000000000102,100,92995.7713581852,92995.771358185215,0,0,783004.22864181397,7038659.9125298606,875999.99999999919]
[null,1001,"50MW | 100MW | 125MW","Amarillo, TX",1,100,50,100,400.00000000000102,125,102757.75840683399,102757.75840683402,0,383.66652186501801,772858.57507130003,6947457.5888884403,875999.99999999907]
[null,1002,"50MW | 100MW | 125MW","Amarillo, TX",2,100,50,100,400.00000000000102,125,102243.96961479999,102243.96961479999,0,383.66652186501801,773372.36386333394,6952076.1904766699,875999.99999999895]
[null,1003,"50MW | 100MW | 125MW","Amarillo, TX",3,100,50,100,400.00000000000102,125,101730.18082276599,101730.18082276608,0,383.66652186501801,773886.15265536797,6956694.7920649005,875999.99999999907]
[null,1004,"50MW | 100MW | 125MW","Amarillo, TX",4,100,50,100,400.00000000000102,125,101216.39203073199,101216.39203073205,0,383.66652186501801,774399.941447402,6961313.3936531302,875999.99999999907]
[null,1005,"50MW | 100MW | 125MW","Amarillo, TX",5,100,50,100,400.00000000000102,125,100702.603238697,100702.60323869709,0,383.66652186501801,774913.73023943696,6965931.9952413701,875999.99999999907]
[null,1006,"50MW | 100MW | 125MW","Amarillo, TX",6,100,50,100,400.00000000000102,125,100188.814446663,100188.81444666306,0,383.66652186501801,775427.51903147099,6970550.5968295997,875999.99999999907]
[null,1007,"50MW | 100MW | 125MW","Amarillo, TX",7,100,50,100,400.00000000000102,125,99675.025654629499,99675.025654629499,0,383.66652186501801,775941.30782350502,6975169.1984178303,875999.99999999953]
[null,1008,"50MW | 100MW | 125MW","Amarillo, TX",8,100,50,100,400.00000000000102,125,99161.236862595295,99161.236862595353,0,383.66652186501801,776455.09661553905,6979787.8000060702,875999.99999999942]
[null,1009,"50MW | 100MW | 125MW","Amarillo, TX",9,100,50,100,400.00000000000102,125,98647.448070561106,98647.448070561091,0,383.66652186501801,776968.88540757296,6984406.4015942998,875999.99999999907]
[null,1010,"50MW | 100MW | 125MW","Amarillo, TX",10,100,50,100,400.00000000000102,125,98133.659278526902,98133.659278526946,0,383.66652186501801,777482.67419960804,6989025.0031825304,876000]
[null,1011,"50MW | 100MW | 125MW","Amarillo, TX",11,100,50,100,400.00000000000102,125,97619.8704864928,97619.8704864928,0,383.66652186501801,777996.46299164195,6993643.6047707601,875999.99999999977]
[null,1012,"50MW | 100MW | 125MW","Amarillo, TX",12,100,50,100,400.00000000000102,125,97106.081694458597,97106.081694458655,0,383.66652186501801,778510.25178367598,6998262.2063589999,875999.99999999965]
[null,1013,"50MW | 100MW | 125MW","Amarillo, TX",13,100,50,100,400.00000000000102,125,96592.292902424393,96592.292902424393,0,383.66652186501801,779024.04057571001,7002880.8079472305,875999.99999999942]
[null,1014,"50MW | 100MW | 125MW","Amarillo, TX",14,100,50,100,400.00000000000102,125,96078.504110390306,96078.504110390364,0,383.66652186501801,779537.82936774404,7007499.4095354602,875999.99999999942]
[null,1015,"50MW | 100MW | 125MW","Amarillo, TX",15,100,50,100,400.00000000000102,125,95564.715318356102,95564.715318356102,0,383.66652186501801,780051.61815977795,7012118.0111236908,875999.99999999907]
[null,1016,"50MW | 100MW | 125MW","Amarillo, TX",16,100,50,100,400.00000000000102,125,95050.926526321899,95050.926526321957,0,383.66652186501801,780565.40695181303,7016736.6127119297,876000]
[null,1017,"50MW | 100MW | 125MW","Amarillo, TX",17,100,50,100,400.00000000000102,125,94537.137734287695,94537.137734287695,0,383.66652186501801,781079.19574384706,7021355.2143001603,875999.99999999977]
[null,1018,"50MW | 100MW | 125MW","Amarillo, TX",18,100,50,100,400.00000000000102,125,94023.348942253593,94023.348942253666,0,383.66652186501801,781592.98453588097,7025973.8158883899,875999.99999999965]
[null,1019,"50MW | 100MW | 125MW","Amarillo, TX",19,100,50,100,400.00000000000102,125,93509.560150219404,93509.560150219404,0,383.66652186501801,782106.773327915,7030592.4174766298,875999.99999999942]
[null,1020,"50MW | 100MW | 125MW","Amarillo, TX",20,100,50,100,400.00000000000102,125,92995.7713581852,92995.771358185215,0,0,783004.22864181397,7038659.9125298606,875999.99999999919]
[null,1021,"50MW | 150MW | 0MW","Amarillo, TX",1,100,50,149.99999999999901,599.99999999999898,0,102757.75840683399,102757.75840683399,0,575.499782797526,0,0,103333.25818963152]
[null,1022,"50MW | 150MW | 0MW","Amarillo, TX",2,100,50,149.99999999999901,599.99999999999898,0,102243.96961479999,102243.96961479999,0,575.499782797526,0,0,102819.46939759752]
[null,1023,"50MW | 150MW | 0MW","Amarillo, TX",3,100,50,149.99999999999901,599.99999999999898,0,101730.18082276599,101730.18082276599,0,575.499782797526,0,0,102305.68060556352]
[null,1024,"50MW | 150MW | 0MW","Amarillo, TX",4,100,50,149.99999999999901,599.99999999999898,0,101216.39203073199,101216.39203073199,0,575.499782797526,0,0,101791.89181352952]
[null,1025,"50MW | 150MW | 0MW","Amarillo, TX",5,100,50,149.99999999999901,599.99999999999898,0,100702.603238697,100702.603238697,0,575.499782797526,0,0,101278.10302149453]
[null,1026,"50MW | 150MW | 0MW","Amarillo, TX",6,100,50,149.99999999999901,599.99999999999898,0,100188.814446663,100188.814446663,0,575.499782797526,0,0,100764.31422946053]
[null,1027,"50MW | 150MW | 0MW","Amarillo, TX",7,100,50,149.99999999999901,599.99999999999898,0,99675.025654629499,99675.025654629499,0,575.499782797526,0,0,100250.52543742703]
[null,1028,"50MW | 150MW | 0MW","Amarillo, TX",8,100,50,149.99999999999901,599.99999999999898,0,99161.236862595295,99161.236862595295,0,575.499782797526,0,0,99736.736645392826]
[null,1029,"50MW | 150MW | 0MW","Amarillo, TX",9,100,50,149.99999999999901,599.99999999999898,0,98647.448070561106,98647.448070561106,0,575.499782797526,0,0,99222.947853358637]
[null,1030,"50MW | 150MW | 0MW","Amarillo, TX",10,100,50,149.99999999999901,599.99999999999898,0,98133.659278526902,98133.659278526902,0,575.499782797526,0,0,98709.159061324433]
[null,1031,"50MW | 150MW | 0MW","Amarillo, TX",11,100,50,149.99999999999901,599.99999999999898,0,97619.8704864928,97619.8704864928,0,575.499782797526,0,0,98195.370269290332]
[null,1032,"50MW | 150MW | 0MW","Amarillo, TX",12,100,50,149.99999999999901,599.99999999999898,0,97106.081694458597,97106.081694458597,0,575.499782797526,0,0,97681.581477256128]
[null,1033,"50MW | 150MW | 0MW","Amarillo, TX",13,100,50,149.99999999999901,599.99999999999898,0,96592.292902424393,96592.292902424393,0,575.499782797526,0,0,97167.792685221924]
[null,1034,"50MW | 150MW | 0MW","Amarillo, TX",14,100,50,149.99999999999901,599.99999999999898,0,96078.504110390306,96078.504110390306,0,575.499782797526,0,0,96654.003893187837]
[null,1035,"50MW | 150MW | 0MW","Amarillo, TX",15,100,50,149.99999999999901,599.99999999999898,0,95564.715318356102,95564.715318356102,0,575.499782797526,0,0,96140.215101153633]
[null,1036,"50MW | 150MW | 0MW","Amarillo, TX",16,100,50,149.99999999999901,599.99999999999898,0,95050.926526321899,95050.926526321899,0,575.499782797526,0,0,95626.42630911943]
[null,1037,"50MW | 150MW | 0MW","Amarillo, TX",17,100,50,149.99999999999901,599.99999999999898,0,94537.137734287695,94537.137734287695,0,575.499782797526,0,0,95112.637517085226]
[null,1038,"50MW | 150MW | 0MW","Amarillo, TX",18,100,50,149.99999999999901,599.99999999999898,0,94023.348942253593,94023.348942253593,0,575.499782797526,0,0,94598.848725051124]
[null,1039,"50MW | 150MW | 0MW","Amarillo, TX",19,100,50,149.99999999999901,599.99999999999898,0,93509.560150219404,93509.560150219404,0,575.499782797526,0,0,94085.059933016935]
[null,1040,"50MW | 150MW | 0MW","Amarillo, TX",20,100,50,149.99999999999901,599.99999999999898,0,92995.7713581852,92995.7713581852,0,0,0,0,92995.7713581852]
[null,1041,"50MW | 150MW | 100MW","Amarillo, TX",1,100,50,149.99999999999901,599.99999999999898,100,102757.75840683399,102757.75840683398,0,575.499782797526,772666.74181036698,6945733.1421559406,875999.99999999849]
[null,1042,"50MW | 150MW | 100MW","Amarillo, TX",2,100,50,149.99999999999901,599.99999999999898,100,102243.96961479999,102243.96961479995,0,575.499782797526,773180.53060240205,6950351.7437441703,875999.99999999953]
[null,1043,"50MW | 150MW | 100MW","Amarillo, TX",3,100,50,149.99999999999901,599.99999999999898,100,101730.18082276599,101730.18082276604,0,575.499782797526,773694.31939443597,6954970.3453323999,875999.99999999953]
[null,1044,"50MW | 150MW | 100MW","Amarillo, TX",4,100,50,149.99999999999901,599.99999999999898,100,101216.39203073199,101216.39203073201,0,575.499782797526,774208.10818647,6959588.9469206296,875999.99999999953]
[null,1045,"50MW | 150MW | 100MW","Amarillo, TX",5,100,50,149.99999999999901,599.99999999999898,100,100702.603238697,100702.60323869705,0,575.499782797526,774721.89697850402,6964207.5485088704,875999.9999999986]
[null,1046,"50MW | 150MW | 100MW","Amarillo, TX",6,100,50,149.99999999999901,599.99999999999898,100,100188.814446663,100188.81444666302,0,575.499782797526,775235.68577053805,6968826.1500971001,875999.9999999986]
[null,1047,"50MW | 150MW | 100MW","Amarillo, TX",7,100,50,149.99999999999901,599.99999999999898,100,99675.025654629499,99675.025654629455,0,575.499782797526,775749.47456257301,6973444.7516853297,876000]
[null,1048,"50MW | 150MW | 100MW","Amarillo, TX",8,100,50,149.99999999999901,599.99999999999898,100,99161.236862595295,99161.23686259531,0,575.499782797526,776263.26335460704,6978063.3532735594,875999.99999999988]
[null,1049,"50MW | 150MW | 100MW","Amarillo, TX",9,100,50,149.99999999999901,599.99999999999898,100,98647.448070561106,98647.448070561048,0,575.499782797526,776777.05214664096,6982681.9548618002,875999.99999999953]
[null,1050,"50MW | 150MW | 100MW","Amarillo, TX",10,100,50,149.99999999999901,599.99999999999898,100,98133.659278526902,98133.659278526902,0,575.499782797526,777290.84093867498,6987300.5564500298,875999.99999999942]
[null,1051,"50MW | 150MW | 100MW","Amarillo, TX",11,100,50,149.99999999999901,599.99999999999898,100,97619.8704864928,97619.870486492757,0,575.499782797526,777804.62973070901,6991919.1580382595,875999.9999999993]
[null,1052,"50MW | 150MW | 100MW","Amarillo, TX",12,100,50,149.99999999999901,599.99999999999898,100,97106.081694458597,97106.081694458611,0,575.499782797526,778318.41852274304,6996537.7596265003,875999.99999999919]
[null,1053,"50MW | 150MW | 100MW","Amarillo, TX",13,100,50,149.99999999999901,599.99999999999898,100,96592.292902424393,96592.292902424349,0,575.499782797526,778832.207314778,7001156.3612147309,875999.99999999988]
[null,1054,"50MW | 150MW | 100MW","Amarillo, TX",14,100,50,149.99999999999901,599.99999999999898,100,96078.504110390306,96078.50411039032,0,575.499782797526,779345.99610681203,7005774.9628029596,875999.99999999988]
[null,1055,"50MW | 150MW | 100MW","Amarillo, TX",15,100,50,149.99999999999901,599.99999999999898,100,95564.715318356102,95564.715318356059,0,575.499782797526,779859.78489884594,7010393.5643911902,875999.99999999953]
[null,1056,"50MW | 150MW | 100MW","Amarillo, TX",16,100,50,149.99999999999901,599.99999999999898,100,95050.926526321899,95050.926526321913,0,575.499782797526,780373.57369087997,7015012.1659794301,875999.99999999942]
[null,1057,"50MW | 150MW | 100MW","Amarillo, TX",17,100,50,149.99999999999901,599.99999999999898,100,94537.137734287695,94537.137734287651,0,575.499782797526,780887.362482914,7019630.7675676597,875999.99999999919]
[null,1058,"50MW | 150MW | 100MW","Amarillo, TX",18,100,50,149.99999999999901,599.99999999999898,100,94023.348942253593,94023.348942253622,0,575.499782797526,781401.15127494803,7024249.3691558894,875999.99999999919]
[null,1059,"50MW | 150MW | 100MW","Amarillo, TX",19,100,50,149.99999999999901,599.99999999999898,100,93509.560150219404,93509.56015021936,0,575.499782797526,781914.94006698299,7028867.9707441302,875999.99999999988]
[null,1060,"50MW | 150MW | 100MW","Amarillo, TX",20,100,50,149.99999999999901,599.99999999999898,100,92995.7713581852,92995.771358185215,0,0,783004.22864181397,7038659.9125298606,875999.99999999919]
[null,1061,"50MW | 150MW | 125MW","Amarillo, TX",1,100,50,149.99999999999901,599.99999999999898,125,102757.75840683399,102757.75840683398,0,575.499782797526,772666.74181036698,6945733.1421559406,875999.99999999849]
[null,1062,"50MW | 150MW | 125MW","Amarillo, TX",2,100,50,149.99999999999901,599.99999999999898,125,102243.96961479999,102243.96961479995,0,575.499782797526,773180.53060240205,6950351.7437441703,875999.99999999953]
[null,1063,"50MW | 150MW | 125MW","Amarillo, TX",3,100,50,149.99999999999901,599.99999999999898,125,101730.18082276599,101730.18082276604,0,575.499782797526,773694.31939443597,6954970.3453323999,875999.99999999953]
[null,1064,"50MW | 150MW | 125MW","Amarillo, TX",4,100,50,149.99999999999901,599.99999999999898,125,101216.39203073199,101216.39203073201,0,575.499782797526,774208.10818647,6959588.9469206296,875999.99999999953]
[null,1065,"50MW | 150MW | 125MW","Amarillo, TX",5,100,50,149.99999999999901,599.99999999999898,125,100702.603238697,100702.60323869705,0,575.499782797526,774721.89697850402,6964207.5485088704,875999.9999999986]
[null,1066,"50MW | 150MW | 125MW","Amarillo, TX",6,100,50,149.99999999999901,599.99999999999898,125,100188.814446663,100188.81444666302,0,575.499782797526,775235.68577053805,6968826.1500971001,875999.9999999986]
[null,1067,"50MW | 150MW | 125MW","Amarillo, TX",7,100,50,149.99999999999901,599.99999999999898,125,99675.025654629499,99675.025654629455,0,575.499782797526,775749.47456257301,6973444.7516853297,876000]
[null,1068,"50MW | 150MW | 125MW","Amarillo, TX",8,100,50,149.99999999999901,599.99999999999898,125,99161.236862595295,99161.23686259531,0,575.499782797526,776263.26335460704,6978063.3532735594,875999.99999999988]
[null,1069,"50MW | 150MW | 125MW","Amarillo, TX",9,100,50,149.99999999999901,599.99999999999898,125,98647.448070561106,98647.448070561048,0,575.499782797526,776777.05214664096,6982681.9548618002,875999.99999999953]
[null,1070,"50MW | 150MW | 125MW","Amarillo, TX",10,100,50,149.99999999999901,599.99999999999898,125,98133.659278526902,98133.659278526902,0,575.499782797526,777290.84093867498,6987300.5564500298,875999.99999999942]
[null,1071,"50MW | 150MW | 125MW","Amarillo, TX",11,100,50,149.99999999999901,599.99999999999898,125,97619.8704864928,97619.870486492757,0,575.499782797526,777804.62973070901,6991919.1580382595,875999.9999999993]
[null,1072,"50MW | 150MW | 125MW","Amarillo, TX",12,100,50,149.99999999999901,599.99999999999898,125,97106.081694458597,97106.081694458611,0,575.499782797526,778318.41852274304,6996537.7596265003,875999.99999999919]
[null,1073,"50MW | 150MW | 125MW","Amarillo, TX",13,100,50,149.99999999999901,599.99999999999898,125,96592.292902424393,96592.292902424349,0,575.499782797526,778832.207314778,7001156.3612147309,875999.99999999988]
[null,1074,"50MW | 150MW | 125MW","Amarillo, TX",14,100,50,149.99999999999901,599.99999999999898,125,96078.504110390306,96078.50411039032,0,575.499782797526,779345.99610681203,7005774.9628029596,875999.99999999988]
[null,1075,"50MW | 150MW | 125MW","Amarillo, TX",15,100,50,149.99999999999901,599.99999999999898,125,95564.715318356102,95564.715318356059,0,575.499782797526,779859.78489884594,7010393.5643911902,875999.99999999953]
[null,1076,"50MW | 150MW | 125MW","Amarillo, TX",16,100,50,149.99999999999901,599.99999999999898,125,95050.926526321899,95050.926526321913,0,575.499782797526,780373.57369087997,7015012.1659794301,875999.99999999942]
[null,1077,"50MW | 150MW | 125MW","Amarillo, TX",17,100,50,149.99999999999901,599.99999999999898,125,94537.137734287695,94537.137734287651,0,575.499782797526,780887.362482914,7019630.7675676597,875999.99999999919]
[null,1078,"50MW | 150MW | 125MW","Amarillo, TX",18,100,50,149.99999999999901,599.99999999999898,125,94023.348942253593,94023.348942253622,0,575.499782797526,781401.15127494803,7024249.3691558894,875999.99999999919]
[null,1079,"50MW | 150MW | 125MW","Amarillo, TX",19,100,50,149.99999999999901,599.99999999999898,125,93509.560150219404,93509.56015021936,0,575.499782797526,781914.94006698299,7028867.9707441302,875999.99999999988]
[null,1080,"50MW | 150MW | 125MW","Amarillo, TX",20,100,50,149.99999999999901,599.99999999999898,125,92995.7713581852,92995.771358185215,0,0,783004.22864181397,7038659.9125298606,875999.99999999919]
[null,1081,"50MW | 200MW | 0MW","Amarillo, TX",1,100,50,199.99999999999901,799.99999999999795,0,102757.75840683399,102757.75840683399,0,767.33304373003295,0,0,103525.09145056402]
[null,1082,"50MW | 200MW | 0MW","Amarillo, TX",2,100,50,199.99999999999901,799.99999999999795,0,102243.96961479999,102243.96961479999,0,767.33304373003295,0,0,103011.30265853002]
[null,1083,"50MW | 200MW | 0MW","Amarillo, TX",3,100,50,199.99999999999901,799.99999999999795,0,101730.18082276599,101730.18082276599,0,767.33304373003295,0,0,102497.51386649603]
[null,1084,"50MW | 200MW | 0MW","Amarillo, TX",4,100,50,199.99999999999901,799.99999999999795,0,101216.39203073199,101216.39203073199,0,767.33304373003295,0,0,101983.72507446203]
[null,1085,"50MW | 200MW | 0MW","Amarillo, TX",5,100,50,199.99999999999901,799.99999999999795,0,100702.603238697,100702.603238697,0,767.33304373003295,0,0,101469.93628242704]
[null,1086,"50MW | 200MW | 0MW","Amarillo, TX",6,100,50,199.99999999999901,799.99999999999795,0,100188.814446663,100188.814446663,0,767.33304373003295,0,0,100956.14749039304]
[null,1087,"50MW | 200MW | 0MW","Amarillo, TX",7,100,50,199.99999999999901,799.99999999999795,0,99675.025654629499,99675.025654629499,0,767.33304373003295,0,0,100442.35869835953]
[null,1088,"50MW | 200MW | 0MW","Amarillo, TX",8,100,50,199.99999999999901,799.99999999999795,0,99161.236862595295,99161.236862595295,0,767.33304373003295,0,0,99928.569906325327]
[null,1089,"50MW | 200MW | 0MW","Amarillo, TX",9,100,50,199.99999999999901,799.99999999999795,0,98647.448070561106,98647.448070561106,0,767.33304373003295,0,0,99414.781114291138]
[null,1090,"50MW | 200MW | 0MW","Amarillo, TX",10,100,50,199.99999999999901,799.99999999999795,0,98133.659278526902,98133.659278526902,0,767.33304373003295,0,0,98900.992322256934]
[null,1091,"50MW | 200MW | 0MW","Amarillo, TX",11,100,50,199.99999999999901,799.99999999999795,0,97619.8704864928,97619.8704864928,0,767.33304373003295,0,0,98387.203530222832]
[null,1092,"50MW | 200MW | 0MW","Amarillo, TX",12,100,50,199.99999999999901,799.99999999999795,0,97106.081694458597,97106.081694458597,0,767.33304373003295,0,0,97873.414738188629]
[null,1093,"50MW | 200MW | 0MW","Amarillo, TX",13,100,50,199.99999999999901,799.99999999999795,0,96592.292902424393,96592.292902424393,0,767.33304373003295,0,0,97359.625946154425]
[null,1094,"50MW | 200MW | 0MW","Amarillo, TX",14,100,50,199.99999999999901,799.99999999999795,0,96078.504110390306,96078.504110390306,0,767.33304373003295,0,0,96845.837154120338]
[null,1095,"50MW | 200MW | 0MW","Amarillo, TX",15,100,50,199.99999999999901,799.99999999999795,0,95564.715318356102,95564.715318356102,0,767.33304373003295,0,0,96332.048362086134]
[null,1096,"50MW | 200MW | 0MW","Amarillo, TX",16,100,50,199.99999999999901,799.99999999999795,0,95050.926526321899,95050.926526321899,0,767.33304373003295,0,0,95818.25957005193]
[null,1097,"50MW | 200MW | 0MW","Amarillo, TX",17,100,50,199.99999999999901,799.99999999999795,0,94537.137734287695,94537.137734287695,0,767.33304373003295,0,0,95304.470778017727]
[null,1098,"50MW | 200MW | 0MW","Amarillo, TX",18,100,50,199.99999999999901,799.99999999999795,0,94023.348942253593,94023.348942253593,0,767.33304373003295,0,0,94790.681985983625]
[null,1099,"50MW | 200MW | 0MW","Amarillo, TX",19,100,50,199.99999999999901,799.99999999999795,0,93509.560150219404,93509.560150219404,0,767.33304373003295,0,0,94276.893193949436]
[null,1100,"50MW | 200MW | 0MW","Amarillo, TX",20,100,50,199.99999999999901,799.99999999999795,0,92995.7713581852,92995.7713581852,0,0,0,0,92995.7713581852]
[null,1101,"50MW | 200MW | 100MW","Amarillo, TX",1,100,50,199.99999999999901,799.99999999999795,100,102757.75840683399,102757.75840683395,0,767.33304373003295,772474.90854943497,6944008.6954234298,875999.99999999895]
[null,1102,"50MW | 200MW | 100MW","Amarillo, TX",2,100,50,199.99999999999901,799.99999999999795,100,102243.96961479999,102243.96961479992,0,767.33304373003295,772988.697341469,6948627.2970116697,875999.99999999895]
[null,1103,"50MW | 200MW | 100MW","Amarillo, TX",3,100,50,199.99999999999901,799.99999999999795,100,101730.18082276599,101730.18082276601,0,767.33304373003295,773502.48613350303,6953245.8985999003,875999.99999999907]
[null,1104,"50MW | 200MW | 100MW","Amarillo, TX",4,100,50,199.99999999999901,799.99999999999795,100,101216.39203073199,101216.39203073198,0,767.33304373003295,774016.27492553706,6957864.50018813,875999.99999999907]
[null,1105,"50MW | 200MW | 100MW","Amarillo, TX",5,100,50,199.99999999999901,799.99999999999795,100,100702.603238697,100702.60323869702,0,767.33304373003295,774530.06371757202,6962483.1017763698,875999.99999999907]
[null,1106,"50MW | 200MW | 100MW","Amarillo, TX",6,100,50,199.99999999999901,799.99999999999795,100,100188.814446663,100188.81444666299,0,767.33304373003295,775043.85250960605,6967101.7033645995,875999.99999999907]
[null,1107,"50MW | 200MW | 100MW","Amarillo, TX",7,100,50,199.99999999999901,799.99999999999795,100,99675.025654629499,99675.025654629426,0,767.33304373003295,775557.64130163996,6971720.3049528301,875999.99999999942]
[null,1108,"50MW | 200MW | 100MW","Amarillo, TX",8,100,50,199.99999999999901,799.99999999999795,100,99161.236862595295,99161.23686259528,0,767.33304373003295,776071.43009367399,6976338.9065410597,875999.9999999993]
[null,1109,"50MW | 200MW | 100MW","Amarillo, TX",9,100,50,199.99999999999901,799.99999999999795,100,98647.448070561106,98647.448070561019,0,767.33304373003295,776585.21888570802,6980957.5081292996,875999.99999999907]
[null,1110,"50MW | 200MW | 100MW","Amarillo, TX",10,100,50,199.99999999999901,799.99999999999795,100,98133.659278526902,98133.659278526873,0,767.33304373003295,777099.00767774298,6985576.1097175302,875999.99999999988]
[null,1111,"50MW | 200MW | 100MW","Amarillo, TX",11,100,50,199.99999999999901,799.99999999999795,100,97619.8704864928,97619.870486492728,0,767.33304373003295,777612.79646977701,6990194.7113057598,875999.99999999977]
[null,1112,"50MW | 200MW | 100MW","Amarillo, TX",12,100,50,199.99999999999901,799.99999999999795,100,97106.081694458597,97106.081694458582,0,767.33304373003295,778126.58526181104,6994813.3128939904,875999.99999999965]
[null,1113,"50MW | 200MW | 100MW","Amarillo, TX",13,100,50,199.99999999999901,799.99999999999795,100,96592.292902424393,96592.29290242432,0,767.33304373003295,778640.37405384495,6999431.9144822303,875999.9999999993]
[null,1114,"50MW | 200MW | 100MW","Amarillo, TX",14,100,50,199.99999999999901,799.99999999999795,100,96078.504110390306,96078.504110390291,0,767.33304373003295,779154.16284587898,7004050.51607046,875999.9999999993]
[null,1115,"50MW | 200MW | 100MW","Amarillo, TX",15,100,50,199.99999999999901,799.99999999999795,100,95564.715318356102,95564.715318356029,0,767.33304373003295,779667.95163791301,7008669.1176586905,875999.99999999907]
[null,1116,"50MW | 200MW | 100MW","Amarillo, TX",16,100,50,199.99999999999901,799.99999999999795,100,95050.926526321899,95050.926526321884,0,767.33304373003295,780181.74042994797,7013287.7192469295,875999.99999999988]
[null,1117,"50MW | 200MW | 100MW","Amarillo, TX",17,100,50,199.99999999999901,799.99999999999795,100,94537.137734287695,94537.137734287622,0,767.33304373003295,780695.529221982,7017906.3208351601,875999.99999999965]
[null,1118,"50MW | 200MW | 100MW","Amarillo, TX",18,100,50,199.99999999999901,799.99999999999795,100,94023.348942253593,94023.348942253593,0,767.33304373003295,781209.31801401603,7022524.9224233897,875999.99999999965]
[null,1119,"50MW | 200MW | 100MW","Amarillo, TX",19,100,50,199.99999999999901,799.99999999999795,100,93509.560150219404,93509.560150219331,0,767.33304373003295,781723.10680605005,7027143.5240116296,875999.99999999942]
[null,1120,"50MW | 200MW | 100MW","Amarillo, TX",20,100,50,199.99999999999901,799.99999999999795,100,92995.7713581852,92995.771358185215,0,0,783004.22864181397,7038659.9125298606,875999.99999999919]
[null,1121,"50MW | 200MW | 125MW","Amarillo, TX",1,100,50,199.99999999999901,799.99999999999795,125,102757.75840683399,102757.75840683395,0,767.33304373003295,772474.90854943497,6944008.6954234298,875999.99999999895]
[null,1122,"50MW | 200MW | 125MW","Amarillo, TX",2,100,50,199.99999999999901,799.99999999999795,125,102243.96961479999,102243.96961479992,0,767.33304373003295,772988.697341469,6948627.2970116697,875999.99999999895]
[null,1123,"50MW | 200MW | 125MW","Amarillo, TX",3,100,50,199.99999999999901,799.99999999999795,125,101730.18082276599,101730.18082276601,0,767.33304373003295,773502.48613350303,6953245.8985999003,875999.99999999907]
[null,1124,"50MW | 200MW | 125MW","Amarillo, TX",4,100,50,199.99999999999901,799.99999999999795,125,101216.39203073199,101216.39203073198,0,767.33304373003295,774016.27492553706,6957864.50018813,875999.99999999907]
[null,1125,"50MW | 200MW | 125MW","Amarillo, TX",5,100,50,199.99999999999901,799.99999999999795,125,100702.603238697,100702.60323869702,0,767.33304373003295,774530.06371757202,6962483.1017763698,875999.99999999907]
[null,1126,"50MW | 200MW | 125MW","Amarillo, TX",6,100,50,199.99999999999901,799.99999999999795,125,100188.814446663,100188.81444666299,0,767.33304373003295,775043.85250960605,6967101.7033645995,875999.99999999907]
[null,1127,"50MW | 200MW | 125MW","Amarillo, TX",7,100,50,199.99999999999901,799.99999999999795,125,99675.025654629499,99675.025654629426,0,767.33304373003295,775557.64130163996,6971720.3049528301,875999.99999999942]
[null,1128,"50MW | 200MW | 125MW","Amarillo, TX",8,100,50,199.99999999999901,799.99999999999795,125,99161.236862595295,99161.23686259528,0,767.33304373003295,776071.43009367399,6976338.9065410597,875999.9999999993]
[null,1129,"50MW | 200MW | 125MW","Amarillo, TX",9,100,50,199.99999999999901,799.99999999999795,125,98647.448070561106,98647.448070561019,0,767.33304373003295,776585.21888570802,6980957.5081292996,875999.99999999907]
[null,1130,"50MW | 200MW | 125MW","Amarillo, TX",10,100,50,199.99999999999901,799.99999999999795,125,98133.659278526902,98133.659278526873,0,767.33304373003295,777099.00767774298,6985576.1097175302,875999.99999999988]
[null,1131,"50MW | 200MW | 125MW","Amarillo, TX",11,100,50,199.99999999999901,799.99999999999795,125,97619.8704864928,97619.870486492728,0,767.33304373003295,777612.79646977701,6990194.7113057598,875999.99999999977]
[null,1132,"50MW | 200MW | 125MW","Amarillo, TX",12,100,50,199.99999999999901,799.99999999999795,125,97106.081694458597,97106.081694458582,0,767.33304373003295,778126.58526181104,6994813.3128939904,875999.99999999965]
[null,1133,"50MW | 200MW | 125MW","Amarillo, TX",13,100,50,199.99999999999901,799.99999999999795,125,96592.292902424393,96592.29290242432,0,767.33304373003295,778640.37405384495,6999431.9144822303,875999.9999999993]
[null,1134,"50MW | 200MW | 125MW","Amarillo, TX",14,100,50,199.99999999999901,799.99999999999795,125,96078.504110390306,96078.504110390291,0,767.33304373003295,779154.16284587898,7004050.51607046,875999.9999999993]
[null,1135,"50MW | 200MW | 125MW","Amarillo, TX",15,100,50,199.99999999999901,799.99999999999795,125,95564.715318356102,95564.715318356029,0,767.33304373003295,779667.95163791301,7008669.1176586905,875999.99999999907]
[null,1136,"50MW | 200MW | 125MW","Amarillo, TX",16,100,50,199.99999999999901,799.99999999999795,125,95050.926526321899,95050.926526321884,0,767.33304373003295,780181.74042994797,7013287.7192469295,875999.99999999988]
[null,1137,"50MW | 200MW | 125MW","Amarillo, TX",17,100,50,199.99999999999901,799.99999999999795,125,94537.137734287695,94537.137734287622,0,767.33304373003295,780695.529221982,7017906.3208351601,875999.99999999965]
[null,1138,"50MW | 200MW | 125MW","Amarillo, TX",18,100,50,199.99999999999901,799.99999999999795,125,94023.348942253593,94023.348942253593,0,767.33304373003295,781209.31801401603,7022524.9224233897,875999.99999999965]
[null,1139,"50MW | 200MW | 125MW","Amarillo, TX",19,100,50,199.99999999999901,799.99999999999795,125,93509.560150219404,93509.560150219331,0,767.33304373003295,781723.10680605005,7027143.5240116296,875999.99999999942]
[null,1140,"50MW | 200MW | 125MW","Amarillo, TX",20,100,50,199.99999999999901,799.99999999999795,125,92995.7713581852,92995.771358185215,0,0,783004.22864181397,7038659.9125298606,875999.99999999919]
[null,1141,"50MW | 250MW | 0MW","Amarillo, TX",1,100,50,250,1000,0,102757.75840683399,102757.75840683399,0,959.16630466254503,0,0,103716.92471149654]
[null,1142,"50MW | 250MW | 0MW","Amarillo, TX",2,100,50,250,1000,0,102243.96961479999,102243.96961479999,0,959.16630466254503,0,0,103203.13591946254]
[null,1143,"50MW | 250MW | 0MW","Amarillo, TX",3,100,50,250,1000,0,101730.18082276599,101730.18082276599,0,959.16630466254503,0,0,102689.34712742854]
[null,1144,"50MW | 250MW | 0MW","Amarillo, TX",4,100,50,250,1000,0,101216.39203073199,101216.39203073199,0,959.16630466254503,0,0,102175.55833539454]
[null,1145,"50MW | 250MW | 0MW","Amarillo, TX",5,100,50,250,1000,0,100702.603238697,100702.603238697,0,959.16630466254503,0,0,101661.76954335955]
[null,1146,"50MW | 250MW | 0MW","Amarillo, TX",6,100,50,250,1000,0,100188.814446663,100188.814446663,0,959.16630466254503,0,0,101147.98075132555]
[null,1147,"50MW | 250MW | 0MW","Amarillo, TX",7,100,50,250,1000,0,99675.025654629499,99675.025654629499,0,959.16630466254503,0,0,100634.19195929205]
[null,1148,"50MW | 250MW | 0MW","Amarillo, TX",8,100,50,250,1000,0,99161.236862595295,99161.236862595295,0,959.16630466254503,0,0,100120.40316725784]
[null,1149,"50MW | 250MW | 0MW","Amarillo, TX",9,100,50,250,1000,0,98647.448070561106,98647.448070561106,0,959.16630466254503,0,0,99606.614375223653]
[null,1150,"50MW | 250MW | 0MW","Amarillo, TX",10,100,50,250,1000,0,98133.659278526902,98133.659278526902,0,959.16630466254503,0,0,99092.825583189449]
[null,1151,"50MW | 250MW | 0MW","Amarillo, TX",11,100,50,250,1000,0,97619.8704864928,97619.8704864928,0,959.16630466254503,0,0,98579.036791155348]
[null,1152,"50MW | 250MW | 0MW","Amarillo, TX",12,100,50,250,1000,0,97106.081694458597,97106.081694458597,0,959.16630466254503,0,0,98065.247999121144]
[null,1153,"50MW | 250MW | 0MW","Amarillo, TX",13,100,50,250,1000,0,96592.292902424393,96592.292902424393,0,959.16630466254503,0,0,97551.45920708694]
[null,1154,"50MW | 250MW | 0MW","Amarillo, TX",14,100,50,250,1000,0,96078.504110390306,96078.504110390306,0,959.16630466254503,0,0,97037.670415052853]
[null,1155,"50MW | 250MW | 0MW","Amarillo, TX",15,100,50,250,1000,0,95564.715318356102,95564.715318356102,0,959.16630466254503,0,0,96523.881623018649]
[null,1156,"50MW | 250MW | 0MW","Amarillo, TX",16,100,50,250,1000,0,95050.926526321899,95050.926526321899,0,959.16630466254503,0,0,96010.092830984446]
[null,1157,"50MW | 250MW | 0MW","Amarillo, TX",17,100,50,250,1000,0,94537.137734287695,94537.137734287695,0,959.16630466254503,0,0,95496.304038950242]
[null,1158,"50MW | 250MW | 0MW","Amarillo, TX",18,100,50,250,1000,0,94023.348942253593,94023.348942253593,0,959.16630466254503,0,0,94982.51524691614]
[null,1159,"50MW | 250MW | 0MW","Amarillo, TX",19,100,50,250,1000,0,93509.560150219404,93509.560150219404,0,959.16630466254503,0,0,94468.726454881951]
[null,1160,"50MW | 250MW | 0MW","Amarillo, TX",20,100,50,250,1000,0,92995.7713581852,92995.7713581852,0,0,0,0,92995.7713581852]
[null,1161,"50MW | 250MW | 100MW","Amarillo, TX",1,100,50,250,1000,100,102757.75840683399,102757.75840683402,0,959.16630466254503,772283.07528850297,6942284.2486909293,875999.99999999953]
[null,1162,"50MW | 250MW | 100MW","Amarillo, TX",2,100,50,250,1000,100,102243.96961479999,102243.96961479999,0,959.16630466254503,772796.86408053699,6946902.8502791701,875999.99999999953]
[null,1163,"50MW | 250MW | 100MW","Amarillo, TX",3,100,50,250,1000,100,101730.18082276599,101730.18082276608,0,959.16630466254503,773310.65287257102,6951521.4518674007,875999.99999999965]
[null,1164,"50MW | 250MW | 100MW","Amarillo, TX",4,100,50,250,1000,100,101216.39203073199,101216.39203073205,0,959.16630466254503,773824.44166460505,6956140.0534556303,875999.99999999965]
[null,1165,"50MW | 250MW | 100MW","Amarillo, TX",5,100,50,250,1000,100,100702.603238697,100702.60323869709,0,959.16630466254503,774338.23045663896,6960758.65504386,875999.9999999986]
[null,1166,"50MW | 250MW | 100MW","Amarillo, TX",6,100,50,250,1000,100,100188.814446663,100188.81444666306,0,959.16630466254503,774852.01924867299,6965377.2566320999,875999.9999999986]
[null,1167,"50MW | 250MW | 100MW","Amarillo, TX",7,100,50,250,1000,100,99675.025654629499,99675.025654629499,0,959.16630466254503,775365.80804070795,6969995.8582203304,876000]
[null,1168,"50MW | 250MW | 100MW","Amarillo, TX",8,100,50,250,1000,100,99161.236862595295,99161.236862595353,0,959.16630466254503,775879.59683274198,6974614.4598085592,875999.99999999988]
[null,1169,"50MW | 250MW | 100MW","Amarillo, TX",9,100,50,250,1000,100,98647.448070561106,98647.448070561208,0,959.16630466254503,776393.38562477601,6979233.0613968,875999.99999999977]
[null,1170,"50MW | 250MW | 100MW","Amarillo, TX",10,100,50,250,1000,100,98133.659278526902,98133.659278526946,0,959.16630466254503,776907.17441681004,6983851.6629850306,875999.99999999953]
[null,1171,"50MW | 250MW | 100MW","Amarillo, TX",11,100,50,250,1000,100,97619.8704864928,97619.8704864928,0,959.16630466254503,777420.96320884395,6988470.2645732602,875999.9999999993]
[null,1172,"50MW | 250MW | 100MW","Amarillo, TX",12,100,50,250,1000,100,97106.081694458597,97106.081694458655,0,959.16630466254503,777934.75200087798,6993088.8661614899,875999.99999999919]
[null,1173,"50MW | 250MW | 100MW","Amarillo, TX",13,100,50,250,1000,100,96592.292902424393,96592.292902424393,0,959.16630466254503,778448.54079291294,6997707.4677497307,875999.99999999988]
[null,1174,"50MW | 250MW | 100MW","Amarillo, TX",14,100,50,250,1000,100,96078.504110390306,96078.504110390364,0,959.16630466254503,778962.32958494697,7002326.0693379603,875999.99999999988]
[null,1175,"50MW | 250MW | 100MW","Amarillo, TX",15,100,50,250,1000,100,95564.715318356102,95564.715318356102,0,959.16630466254503,779476.118376981,7006944.67092619,875999.99999999965]
[null,1176,"50MW | 250MW | 100MW","Amarillo, TX",16,100,50,250,1000,100,95050.926526321899,95050.926526321957,0,959.16630466254503,779989.90716901503,7011563.2725144299,875999.99999999953]
[null,1177,"50MW | 250MW | 100MW","Amarillo, TX",17,100,50,250,1000,100,94537.137734287695,94537.137734287695,0,959.16630466254503,780503.69596104894,7016181.8741026605,875999.99999999919]
[null,1178,"50MW | 250MW | 100MW","Amarillo, TX",18,100,50,250,1000,100,94023.348942253593,94023.348942253666,0,959.16630466254503,781017.48475308297,7020800.4756908901,875999.99999999919]
[null,1179,"50MW | 250MW | 100MW","Amarillo, TX",19,100,50,250,1000,100,93509.560150219404,93509.560150219404,0,959.16630466254503,781531.27354511805,7025419.07727913,876000]
[null,1180,"50MW | 250MW | 100MW","Amarillo, TX",20,100,50,250,1000,100,92995.7713581852,92995.771358185215,0,0,783004.22864181397,7038659.9125298606,875999.99999999919]
[null,1181,"50MW | 250MW | 125MW","Amarillo, TX",1,100,50,250,1000,125,102757.75840683399,102757.75840683402,0,959.16630466254503,772283.07528850297,6942284.2486909293,875999.99999999953]
[null,1182,"50MW | 250MW | 125MW","Amarillo, TX",2,100,50,250,1000,125,102243.96961479999,102243.96961479999,0,959.16630466254503,772796.86408053699,6946902.8502791701,875999.99999999953]
[null,1183,"50MW | 250MW | 125MW","Amarillo, TX",3,100,50,250,1000,125,101730.18082276599,101730.18082276608,0,959.16630466254503,773310.65287257102,6951521.4518674007,875999.99999999965]
[null,1184,"50MW | 250MW | 125MW","Amarillo, TX",4,100,50,250,1000,125,101216.39203073199,101216.39203073205,0,959.16630466254503,773824.44166460505,6956140.0534556303,875999.99999999965]
[null,1185,"50MW | 250MW | 125MW","Amarillo, TX",5,100,50,250,1000,125,100702.603238697,100702.60323869709,0,959.16630466254503,774338.23045663896,6960758.65504386,875999.9999999986]
[null,1186,"50MW | 250MW | 125MW","Amarillo, TX",6,100,50,250,1000,125,100188.814446663,100188.81444666306,0,959.16630466254503,774852.01924867299,6965377.2566320999,875999.9999999986]
[null,1187,"50MW | 250MW | 125MW","Amarillo, TX",7,100,50,250,1000,125,99675.025654629499,99675.025654629499,0,959.16630466254503,775365.80804070795,6969995.8582203304,876000]
[null,1188,"50MW | 250MW | 125MW","Amarillo, TX",8,100,50,250,1000,125,99161.236862595295,99161.236862595353,0,959.16630466254503,775879.59683274198,6974614.4598085592,875999.99999999988]
[null,1189,"50MW | 250MW | 125MW","Amarillo, TX",9,100,50,250,1000,125,98647.448070561106,98647.448070561208,0,959.16630466254503,776393.38562477601,6979233.0613968,875999.99999999977]
[null,1190,"50MW | 250MW | 125MW","Amarillo, TX",10,100,50,250,1000,125,98133.659278526902,98133.659278526946,0,959.16630466254503,776907.17441681004,6983851.6629850306,875999.99999999953]
[null,1191,"50MW | 250MW | 125MW","Amarillo, TX",11,100,50,250,1000,125,97619.8704864928,97619.8704864928,0,959.16630466254503,777420.96320884395,6988470.2645732602,875999.9999999993]
[null,1192,"50MW | 250MW | 125MW","Amarillo, TX",12,100,50,250,1000,125,97106.081694458597,97106.081694458655,0,959.16630466254503,777934.75200087798,6993088.8661614899,875999.99999999919]
[null,1193,"50MW | 250MW | 125MW","Amarillo, TX",13,100,50,250,1000,125,96592.292902424393,96592.292902424393,0,959.16630466254503,778448.54079291294,6997707.4677497307,875999.99999999988]
[null,1194,"50MW | 250MW | 125MW","Amarillo, TX",14,100,50,250,1000,125,96078.504110390306,96078.504110390364,0,959.16630466254503,778962.32958494697,7002326.0693379603,875999.99999999988]
[null,1195,"50MW | 250MW | 125MW","Amarillo, TX",15,100,50,250,1000,125,95564.715318356102,95564.715318356102,0,959.16630466254503,779476.118376981,7006944.67092619,875999.99999999965]
[null,1196,"50MW | 250MW | 125MW","Amarillo, TX",16,100,50,250,1000,125,95050.926526321899,95050.926526321957,0,959.16630466254503,779989.90716901503,7011563.2725144299,875999.99999999953]
[null,1197,"50MW | 250MW | 125MW","Amarillo, TX",17,100,50,250,1000,125,94537.137734287695,94537.137734287695,0,959.16630466254503,780503.69596104894,7016181.8741026605,875999.99999999919]
[null,1198,"50MW | 250MW | 125MW","Amarillo, TX",18,100,50,250,1000,125,94023.348942253593,94023.348942253666,0,959.16630466254503,781017.48475308297,7020800.4756908901,875999.99999999919]
[null,1199,"50MW | 250MW | 125MW","Amarillo, TX",19,100,50,250,1000,125,93509.560150219404,93509.560150219404,0,959.16630466254503,781531.27354511805,7025419.07727913,876000]
[null,1200,"50MW | 250MW | 125MW","Amarillo, TX",20,100,50,250,1000,125,92995.7713581852,92995.771358185215,0,0,783004.22864181397,7038659.9125298606,875999.99999999919]
[null,1201,"50MW | 300MW | 0MW","Amarillo, TX",1,100,50,299.99999999999898,1199.99999999999,0,102757.75840683399,102757.75840683399,0,1150.9995655950499,0,0,103908.75797242904]
[null,1202,"50MW | 300MW | 0MW","Amarillo, TX",2,100,50,299.99999999999898,1199.99999999999,0,102243.96961479999,102243.96961479999,0,1150.9995655950499,0,0,103394.96918039504]
[null,1203,"50MW | 300MW | 0MW","Amarillo, TX",3,100,50,299.99999999999898,1199.99999999999,0,101730.18082276599,101730.18082276599,0,1150.9995655950499,0,0,102881.18038836104]
[null,1204,"50MW | 300MW | 0MW","Amarillo, TX",4,100,50,299.99999999999898,1199.99999999999,0,101216.39203073199,101216.39203073199,0,1150.9995655950499,0,0,102367.39159632704]
[null,1205,"50MW | 300MW | 0MW","Amarillo, TX",5,100,50,299.99999999999898,1199.99999999999,0,100702.603238697,100702.603238697,0,1150.9995655950499,0,0,101853.60280429205]
[null,1206,"50MW | 300MW | 0MW","Amarillo, TX",6,100,50,299.99999999999898,1199.99999999999,0,100188.814446663,100188.814446663,0,1150.9995655950499,0,0,101339.81401225805]
[null,1207,"50MW | 300MW | 0MW","Amarillo, TX",7,100,50,299.99999999999898,1199.99999999999,0,99675.025654629499,99675.025654629499,0,1150.9995655950499,0,0,100826.02522022455]
[null,1208,"50MW | 300MW | 0MW","Amarillo, TX",8,100,50,299.99999999999898,1199.99999999999,0,99161.236862595295,99161.236862595295,0,1150.9995655950499,0,0,100312.23642819034]
[null,1209,"50MW | 300MW | 0MW","Amarillo, TX",9,100,50,299.99999999999898,1199.99999999999,0,98647.448070561106,98647.448070561106,0,1150.9995655950499,0,0,99798.447636156154]
[null,1210,"50MW | 300MW | 0MW","Amarillo, TX",10,100,50,299.99999999999898,1199.99999999999,0,98133.659278526902,98133.659278526902,0,1150.9995655950499,0,0,99284.65884412195]
[null,1211,"50MW | 300MW | 0MW","Amarillo, TX",11,100,50,299.99999999999898,1199.99999999999,0,97619.8704864928,97619.8704864928,0,1150.9995655950499,0,0,98770.870052087848]
[null,1212,"50MW | 300MW | 0MW","Amarillo, TX",12,100,50,299.99999999999898,1199.99999999999,0,97106.081694458597,97106.081694458597,0,1150.9995655950499,0,0,98257.081260053645]
[null,1213,"50MW | 300MW | 0MW","Amarillo, TX",13,100,50,299.99999999999898,1199.99999999999,0,96592.292902424393,96592.292902424393,0,1150.9995655950499,0,0,97743.292468019441]
[null,1214,"50MW | 300MW | 0MW","Amarillo, TX",14,100,50,299.99999999999898,1199.99999999999,0,96078.504110390306,96078.504110390306,0,1150.9995655950499,0,0,97229.503675985354]
[null,1215,"50MW | 300MW | 0MW","Amarillo, TX",15,100,50,299.99999999999898,1199.99999999999,0,95564.715318356102,95564.715318356102,0,1150.9995655950499,0,0,96715.71488395115]
[null,1216,"50MW | 300MW | 0MW","Amarillo, TX",16,100,50,299.99999999999898,1199.99999999999,0,95050.926526321899,95050.926526321899,0,1150.9995655950499,0,0,96201.926091916946]
[null,1217,"50MW | 300MW | 0MW","Amarillo, TX",17,100,50,299.99999999999898,1199.99999999999,0,94537.137734287695,94537.137734287695,0,1150.9995655950499,0,0,95688.137299882743]
[null,1218,"50MW | 300MW | 0MW","Amarillo, TX",18,100,50,299.99999999999898,1199.99999999999,0,94023.348942253593,94023.348942253593,0,1150.9995655950499,0,0,95174.348507848641]
[null,1219,"50MW | 300MW | 0MW","Amarillo, TX",19,100,50,299.99999999999898,1199.99999999999,0,93509.560150219404,93509.560150219404,0,1150.9995655950499,0,0,94660.559715814452]
[null,1220,"50MW | 300MW | 0MW","Amarillo, TX",20,100,50,299.99999999999898,1199.99999999999,0,92995.7713581852,92995.7713581852,0,0,0,0,92995.7713581852]
[null,1221,"50MW | 300MW | 100MW","Amarillo, TX",1,100,50,299.99999999999898,1199.99999999999,100,102757.75840683399,102757.75840683399,0,1150.9995655950499,772091.24202757003,6940559.8019584296,875999.99999999907]
[null,1222,"50MW | 300MW | 100MW","Amarillo, TX",2,100,50,299.99999999999898,1199.99999999999,100,102243.96961479999,102243.96961479996,0,1150.9995655950499,772605.03081960406,6945178.4035466695,875999.99999999907]
[null,1223,"50MW | 300MW | 100MW","Amarillo, TX",3,100,50,299.99999999999898,1199.99999999999,100,101730.18082276599,101730.18082276605,0,1150.9995655950499,773118.81961163797,6949797.0051349001,875999.99999999907]
[null,1224,"50MW | 300MW | 100MW","Amarillo, TX",4,100,50,299.99999999999898,1199.99999999999,100,101216.39203073199,101216.39203073202,0,1150.9995655950499,773632.608403672,6954415.6067231297,875999.99999999907]
[null,1225,"50MW | 300MW | 100MW","Amarillo, TX",5,100,50,299.99999999999898,1199.99999999999,100,100702.603238697,100702.60323869706,0,1150.9995655950499,774146.39719570696,6959034.2083113603,875999.99999999907]
[null,1226,"50MW | 300MW | 100MW","Amarillo, TX",6,100,50,299.99999999999898,1199.99999999999,100,100188.814446663,100188.81444666303,0,1150.9995655950499,774660.18598774099,6963652.8098995993,875999.99999999907]
[null,1227,"50MW | 300MW | 100MW","Amarillo, TX",7,100,50,299.99999999999898,1199.99999999999,100,99675.025654629499,99675.025654629469,0,1150.9995655950499,775173.97477977502,6968271.4114878299,875999.99999999953]
[null,1228,"50MW | 300MW | 100MW","Amarillo, TX",8,100,50,299.99999999999898,1199.99999999999,100,99161.236862595295,99161.236862595324,0,1150.9995655950499,775687.76357180905,6972890.0130760595,875999.99999999942]
[null,1229,"50MW | 300MW | 100MW","Amarillo, TX",9,100,50,299.99999999999898,1199.99999999999,100,98647.448070561106,98647.448070561062,0,1150.9995655950499,776201.55236384296,6977508.6146642994,875999.99999999907]
[null,1230,"50MW | 300MW | 100MW","Amarillo, TX",10,100,50,299.99999999999898,1199.99999999999,100,98133.659278526902,98133.659278526917,0,1150.9995655950499,776715.34115587804,6982127.21625253,876000]
[null,1231,"50MW | 300MW | 100MW","Amarillo, TX",11,100,50,299.99999999999898,1199.99999999999,100,97619.8704864928,97619.870486492771,0,1150.9995655950499,777229.12994791195,6986745.8178407596,875999.99999999977]
[null,1232,"50MW | 300MW | 100MW","Amarillo, TX",12,100,50,299.99999999999898,1199.99999999999,100,97106.081694458597,97106.081694458626,0,1150.9995655950499,777742.91873994598,6991364.4194289902,875999.99999999965]
[null,1233,"50MW | 300MW | 100MW","Amarillo, TX",13,100,50,299.99999999999898,1199.99999999999,100,96592.292902424393,96592.292902424364,0,1150.9995655950499,778256.70753198001,6995983.0210172301,875999.99999999942]
[null,1234,"50MW | 300MW | 100MW","Amarillo, TX",14,100,50,299.99999999999898,1199.99999999999,100,96078.504110390306,96078.504110390335,0,1150.9995655950499,778770.49632401404,7000601.6226054598,875999.99999999942]
[null,1235,"50MW | 300MW | 100MW","Amarillo, TX",15,100,50,299.99999999999898,1199.99999999999,100,95564.715318356102,95564.715318356073,0,1150.9995655950499,779284.28511604795,7005220.2241936903,875999.99999999907]
[null,1236,"50MW | 300MW | 100MW","Amarillo, TX",16,100,50,299.99999999999898,1199.99999999999,100,95050.926526321899,95050.926526321928,0,1150.9995655950499,779798.07390808302,7009838.8257819293,876000]
[null,1237,"50MW | 300MW | 100MW","Amarillo, TX",17,100,50,299.99999999999898,1199.99999999999,100,94537.137734287695,94537.137734287666,0,1150.9995655950499,780311.86270011705,7014457.4273701599,875999.99999999977]
[null,1238,"50MW | 300MW | 100MW","Amarillo, TX",18,100,50,299.99999999999898,1199.99999999999,100,94023.348942253593,94023.348942253637,0,1150.9995655950499,780825.65149215097,7019076.0289583895,875999.99999999965]
[null,1239,"50MW | 300MW | 100MW","Amarillo, TX",19,100,50,299.99999999999898,1199.99999999999,100,93509.560150219404,93509.560150219375,0,1150.9995655950499,781339.440284185,7023694.6305466201,875999.99999999942]
[null,1240,"50MW | 300MW | 100MW","Amarillo, TX",20,100,50,299.99999999999898,1199.99999999999,100,92995.7713581852,92995.771358185215,0,0,783004.22864181397,7038659.9125298606,875999.99999999919]
[null,1241,"50MW | 300MW | 125MW","Amarillo, TX",1,100,50,299.99999999999898,1199.99999999999,125,102757.75840683399,102757.75840683399,0,1150.9995655950499,772091.24202757003,6940559.8019584296,875999.99999999907]
[null,1242,"50MW | 300MW | 125MW","Amarillo, TX",2,100,50,299.99999999999898,1199.99999999999,125,102243.96961479999,102243.96961479996,0,1150.9995655950499,772605.03081960406,6945178.4035466695,875999.99999999907]
[null,1243,"50MW | 300MW | 125MW","Amarillo, TX",3,100,50,299.99999999999898,1199.99999999999,125,101730.18082276599,101730.18082276605,0,1150.9995655950499,773118.81961163797,6949797.0051349001,875999.99999999907]
[null,1244,"50MW | 300MW | 125MW","Amarillo, TX",4,100,50,299.99999999999898,1199.99999999999,125,101216.39203073199,101216.39203073202,0,1150.9995655950499,773632.608403672,6954415.6067231297,875999.99999999907]
[null,1245,"50MW | 300MW | 125MW","Amarillo, TX",5,100,50,299.99999999999898,1199.99999999999,125,100702.603238697,100702.60323869706,0,1150.9995655950499,774146.39719570696,6959034.2083113603,875999.99999999907]
[null,1246,"50MW | 300MW | 125MW","Amarillo, TX",6,100,50,299.99999999999898,1199.99999999999,125,100188.814446663,100188.81444666303,0,1150.9995655950499,774660.18598774099,6963652.8098995993,875999.99999999907]
[null,1247,"50MW | 300MW | 125MW","Amarillo, TX",7,100,50,299.99999999999898,1199.99999999999,125,99675.025654629499,99675.025654629469,0,1150.9995655950499,775173.97477977502,6968271.4114878299,875999.99999999953]
[null,1248,"50MW | 300MW | 125MW","Amarillo, TX",8,100,50,299.99999999999898,1199.99999999999,125,99161.236862595295,99161.236862595324,0,1150.9995655950499,775687.76357180905,6972890.0130760595,875999.99999999942]
[null,1249,"50MW | 300MW | 125MW","Amarillo, TX",9,100,50,299.99999999999898,1199.99999999999,125,98647.448070561106,98647.448070561062,0,1150.9995655950499,776201.55236384296,6977508.6146642994,875999.99999999907]
[null,1250,"50MW | 300MW | 125MW","Amarillo, TX",10,100,50,299.99999999999898,1199.99999999999,125,98133.659278526902,98133.659278526917,0,1150.9995655950499,776715.34115587804,6982127.21625253,876000]
[null,1251,"50MW | 300MW | 125MW","Amarillo, TX",11,100,50,299.99999999999898,1199.99999999999,125,97619.8704864928,97619.870486492771,0,1150.9995655950499,777229.12994791195,6986745.8178407596,875999.99999999977]
[null,1252,"50MW | 300MW | 125MW","Amarillo, TX",12,100,50,299.99999999999898,1199.99999999999,125,97106.081694458597,97106.081694458626,0,1150.9995655950499,777742.91873994598,6991364.4194289902,875999.99999999965]
[null,1253,"50MW | 300MW | 125MW","Amarillo, TX",13,100,50,299.99999999999898,1199.99999999999,125,96592.292902424393,96592.292902424364,0,1150.9995655950499,778256.70753198001,6995983.0210172301,875999.99999999942]
[null,1254,"50MW | 300MW | 125MW","Amarillo, TX",14,100,50,299.99999999999898,1199.99999999999,125,96078.504110390306,96078.504110390335,0,1150.9995655950499,778770.49632401404,7000601.6226054598,875999.99999999942]
[null,1255,"50MW | 300MW | 125MW","Amarillo, TX",15,100,50,299.99999999999898,1199.99999999999,125,95564.715318356102,95564.715318356073,0,1150.9995655950499,779284.28511604795,7005220.2241936903,875999.99999999907]
[null,1256,"50MW | 300MW | 125MW","Amarillo, TX",16,100,50,299.99999999999898,1199.99999999999,125,95050.926526321899,95050.926526321928,0,1150.9995655950499,779798.07390808302,7009838.8257819293,876000]
[null,1257,"50MW | 300MW | 125MW","Amarillo, TX",17,100,50,299.99999999999898,1199.99999999999,125,94537.137734287695,94537.137734287666,0,1150.9995655950499,780311.86270011705,7014457.4273701599,875999.99999999977]
[null,1258,"50MW | 300MW | 125MW","Amarillo, TX",18,100,50,299.99999999999898,1199.99999999999,125,94023.348942253593,94023.348942253637,0,1150.9995655950499,780825.65149215097,7019076.0289583895,875999.99999999965]
[null,1259,"50MW | 300MW | 125MW","Amarillo, TX",19,100,50,299.99999999999898,1199.99999999999,125,93509.560150219404,93509.560150219375,0,1150.9995655950499,781339.440284185,7023694.6305466201,875999.99999999942]
[null,1260,"50MW | 300MW | 125MW","Amarillo, TX",20,100,50,299.99999999999898,1199.99999999999,125,92995.7713581852,92995.771358185215,0,0,783004.22864181397,7038659.9125298606,875999.99999999919]
[null,1261,"50MW | 350MW | 0MW","Amarillo, TX",1,100,50,349.99999999999898,1399.99999999999,0,102757.75840683399,102757.75840683399,0,1342.83282652756,0,0,104100.59123336156]
[null,1262,"50MW | 350MW | 0MW","Amarillo, TX",2,100,50,349.99999999999898,1399.99999999999,0,102243.96961479999,102243.96961479999,0,1342.83282652756,0,0,103586.80244132756]
[null,1263,"50MW | 350MW | 0MW","Amarillo, TX",3,100,50,349.99999999999898,1399.99999999999,0,101730.18082276599,101730.18082276599,0,1342.83282652756,0,0,103073.01364929356]
[null,1264,"50MW | 350MW | 0MW","Amarillo, TX",4,100,50,349.99999999999898,1399.99999999999,0,101216.39203073199,101216.39203073199,0,1342.83282652756,0,0,102559.22485725956]
[null,1265,"50MW | 350MW | 0MW","Amarillo, TX",5,100,50,349.99999999999898,1399.99999999999,0,100702.603238697,100702.603238697,0,1342.83282652756,0,0,102045.43606522457]
[null,1266,"50MW | 350MW | 0MW","Amarillo, TX",6,100,50,349.99999999999898,1399.99999999999,0,100188.814446663,100188.814446663,0,1342.83282652756,0,0,101531.64727319057]
[null,1267,"50MW | 350MW | 0MW","Amarillo, TX",7,100,50,349.99999999999898,1399.99999999999,0,99675.025654629499,99675.025654629499,0,1342.83282652756,0,0,101017.85848115706]
[null,1268,"50MW | 350MW | 0MW","Amarillo, TX",8,100,50,349.99999999999898,1399.99999999999,0,99161.236862595295,99161.236862595295,0,1342.83282652756,0,0,100504.06968912286]
[null,1269,"50MW | 350MW | 0MW","Amarillo, TX",9,100,50,349.99999999999898,1399.99999999999,0,98647.448070561106,98647.448070561106,0,1342.83282652756,0,0,99990.280897088669]
[null,1270,"50MW | 350MW | 0MW","Amarillo, TX",10,100,50,349.99999999999898,1399.99999999999,0,98133.659278526902,98133.659278526902,0,1342.83282652756,0,0,99476.492105054465]
[null,1271,"50MW | 350MW | 0MW","Amarillo, TX",11,100,50,349.99999999999898,1399.99999999999,0,97619.8704864928,97619.8704864928,0,1342.83282652756,0,0,98962.703313020364]
[null,1272,"50MW | 350MW | 0MW","Amarillo, TX",12,100,50,349.99999999999898,1399.99999999999,0,97106.081694458597,97106.081694458597,0,1342.83282652756,0,0,98448.91452098616]
[null,1273,"50MW | 350MW | 0MW","Amarillo, TX",13,100,50,349.99999999999898,1399.99999999999,0,96592.292902424393,96592.292902424393,0,1342.83282652756,0,0,97935.125728951956]
[null,1274,"50MW | 350MW | 0MW","Amarillo, TX",14,100,50,349.99999999999898,1399.99999999999,0,96078.504110390306,96078.504110390306,0,1342.83282652756,0,0,97421.336936917869]
[null,1275,"50MW | 350MW | 0MW","Amarillo, TX",15,100,50,349.99999999999898,1399.99999999999,0,95564.715318356102,95564.715318356102,0,1342.83282652756,0,0,96907.548144883665]
[null,1276,"50MW | 350MW | 0MW","Amarillo, TX",16,100,50,349.99999999999898,1399.99999999999,0,95050.926526321899,95050.926526321899,0,1342.83282652756,0,0,96393.759352849462]
[null,1277,"50MW | 350MW | 0MW","Amarillo, TX",17,100,50,349.99999999999898,1399.99999999999,0,94537.137734287695,94537.137734287695,0,1342.83282652756,0,0,95879.970560815258]
[null,1278,"50MW | 350MW | 0MW","Amarillo, TX",18,100,50,349.99999999999898,1399.99999999999,0,94023.348942253593,94023.348942253593,0,1342.83282652756,0,0,95366.181768781156]
[null,1279,"50MW | 350MW | 0MW","Amarillo, TX",19,100,50,349.99999999999898,1399.99999999999,0,93509.560150219404,93509.560150219404,0,1342.83282652756,0,0,94852.392976746967]
[null,1280,"50MW | 350MW | 0MW","Amarillo, TX",20,100,50,349.99999999999898,1399.99999999999,0,92995.7713581852,92995.7713581852,0,0,0,0,92995.7713581852]
[null,1281,"50MW | 350MW | 100MW","Amarillo, TX",1,100,50,349.99999999999898,1399.99999999999,100,102757.75840683399,102757.75840683395,0,1342.83282652756,771899.40876663802,6938835.35522593,875999.99999999953]
[null,1282,"50MW | 350MW | 100MW","Amarillo, TX",2,100,50,349.99999999999898,1399.99999999999,100,102243.96961479999,102243.96961479992,0,1342.83282652756,772413.19755867205,6943453.9568141699,875999.99999999953]
[null,1283,"50MW | 350MW | 100MW","Amarillo, TX",3,100,50,349.99999999999898,1399.99999999999,100,101730.18082276599,101730.18082276601,0,1342.83282652756,772926.98635070596,6948072.5584024005,875999.99999999953]
[null,1284,"50MW | 350MW | 100MW","Amarillo, TX",4,100,50,349.99999999999898,1399.99999999999,100,101216.39203073199,101216.39203073198,0,1342.83282652756,773440.77514273999,6952691.1599906301,875999.99999999953]
[null,1285,"50MW | 350MW | 100MW","Amarillo, TX",5,100,50,349.99999999999898,1399.99999999999,100,100702.603238697,100702.60323869702,0,1342.83282652756,773954.56393477402,6957309.7615788607,875999.9999999986]
[null,1286,"50MW | 350MW | 100MW","Amarillo, TX",6,100,50,349.99999999999898,1399.99999999999,100,100188.814446663,100188.81444666299,0,1342.83282652756,774468.35272680805,6961928.3631670997,875999.9999999986]
[null,1287,"50MW | 350MW | 100MW","Amarillo, TX",7,100,50,349.99999999999898,1399.99999999999,100,99675.025654629499,99675.025654629426,0,1342.83282652756,774982.14151884301,6966546.9647553302,876000]
[null,1288,"50MW | 350MW | 100MW","Amarillo, TX",8,100,50,349.99999999999898,1399.99999999999,100,99161.236862595295,99161.23686259528,0,1342.83282652756,775495.93031087704,6971165.5663435599,875999.99999999988]
[null,1289,"50MW | 350MW | 100MW","Amarillo, TX",9,100,50,349.99999999999898,1399.99999999999,100,98647.448070561106,98647.448070561019,0,1342.83282652756,776009.71910291095,6975784.1679317998,875999.99999999953]
[null,1290,"50MW | 350MW | 100MW","Amarillo, TX",10,100,50,349.99999999999898,1399.99999999999,100,98133.659278526902,98133.659278526873,0,1342.83282652756,776523.50789494498,6980402.7695200304,875999.99999999942]
[null,1291,"50MW | 350MW | 100MW","Amarillo, TX",11,100,50,349.99999999999898,1399.99999999999,100,97619.8704864928,97619.870486492728,0,1342.83282652756,777037.29668697901,6985021.37110826,875999.9999999993]
[null,1292,"50MW | 350MW | 100MW","Amarillo, TX",12,100,50,349.99999999999898,1399.99999999999,100,97106.081694458597,97106.081694458582,0,1342.83282652756,777551.08547901304,6989639.9726964906,875999.99999999919]
[null,1293,"50MW | 350MW | 100MW","Amarillo, TX",13,100,50,349.99999999999898,1399.99999999999,100,96592.292902424393,96592.29290242432,0,1342.83282652756,778064.874271048,6994258.5742847305,875999.99999999988]
[null,1294,"50MW | 350MW | 100MW","Amarillo, TX",14,100,50,349.99999999999898,1399.99999999999,100,96078.504110390306,96078.504110390291,0,1342.83282652756,778578.66306308203,6998877.1758729601,875999.99999999988]
[null,1295,"50MW | 350MW | 100MW","Amarillo, TX",15,100,50,349.99999999999898,1399.99999999999,100,95564.715318356102,95564.715318356029,0,1342.83282652756,779092.45185511606,7003495.7774611907,875999.99999999965]
[null,1296,"50MW | 350MW | 100MW","Amarillo, TX",16,100,50,349.99999999999898,1399.99999999999,100,95050.926526321899,95050.926526321884,0,1342.83282652756,779606.24064714997,7008114.3790494297,875999.99999999942]
[null,1297,"50MW | 350MW | 100MW","Amarillo, TX",17,100,50,349.99999999999898,1399.99999999999,100,94537.137734287695,94537.137734287622,0,1342.83282652756,780120.029439184,7012732.9806376603,875999.99999999919]
[null,1298,"50MW | 350MW | 100MW","Amarillo, TX",18,100,50,349.99999999999898,1399.99999999999,100,94023.348942253593,94023.348942253593,0,1342.83282652756,780633.81823121803,7017351.5822258899,875999.99999999919]
[null,1299,"50MW | 350MW | 100MW","Amarillo, TX",19,100,50,349.99999999999898,1399.99999999999,100,93509.560150219404,93509.560150219331,0,1342.83282652756,781147.60702325299,7021970.1838141205,875999.99999999988]
[null,1300,"50MW | 350MW | 100MW","Amarillo, TX",20,100,50,349.99999999999898,1399.99999999999,100,92995.7713581852,92995.771358185215,0,0,783004.22864181397,7038659.9125298606,875999.99999999919]
[null,1301,"50MW | 350MW | 125MW","Amarillo, TX",1,100,50,349.99999999999898,1399.99999999999,125,102757.75840683399,102757.75840683395,0,1342.83282652756,771899.40876663802,6938835.35522593,875999.99999999953]
[null,1302,"50MW | 350MW | 125MW","Amarillo, TX",2,100,50,349.99999999999898,1399.99999999999,125,102243.96961479999,102243.96961479992,0,1342.83282652756,772413.19755867205,6943453.9568141699,875999.99999999953]
[null,1303,"50MW | 350MW | 125MW","Amarillo, TX",3,100,50,349.99999999999898,1399.99999999999,125,101730.18082276599,101730.18082276601,0,1342.83282652756,772926.98635070596,6948072.5584024005,875999.99999999953]
[null,1304,"50MW | 350MW | 125MW","Amarillo, TX",4,100,50,349.99999999999898,1399.99999999999,125,101216.39203073199,101216.39203073198,0,1342.83282652756,773440.77514273999,6952691.1599906301,875999.99999999953]
[null,1305,"50MW | 350MW | 125MW","Amarillo, TX",5,100,50,349.99999999999898,1399.99999999999,125,100702.603238697,100702.60323869702,0,1342.83282652756,773954.56393477402,6957309.7615788607,875999.9999999986]
[null,1306,"50MW | 350MW | 125MW","Amarillo, TX",6,100,50,349.99999999999898,1399.99999999999,125,100188.814446663,100188.81444666299,0,1342.83282652756,774468.35272680805,6961928.3631670997,875999.9999999986]
[null,1307,"50MW | 350MW | 125MW","Amarillo, TX",7,100,50,349.99999999999898,1399.99999999999,125,99675.025654629499,99675.025654629426,0,1342.83282652756,774982.14151884301,6966546.9647553302,876000]
[null,1308,"50MW | 350MW | 125MW","Amarillo, TX",8,100,50,349.99999999999898,1399.99999999999,125,99161.236862595295,99161.23686259528,0,1342.83282652756,775495.93031087704,6971165.5663435599,875999.99999999988]
[null,1309,"50MW | 350MW | 125MW","Amarillo, TX",9,100,50,349.99999999999898,1399.99999999999,125,98647.448070561106,98647.448070561019,0,1342.83282652756,776009.71910291095,6975784.1679317998,875999.99999999953]
[null,1310,"50MW | 350MW | 125MW","Amarillo, TX",10,100,50,349.99999999999898,1399.99999999999,125,98133.659278526902,98133.659278526873,0,1342.83282652756,776523.50789494498,6980402.7695200304,875999.99999999942]
[null,1311,"50MW | 350MW | 125MW","Amarillo, TX",11,100,50,349.99999999999898,1399.99999999999,125,97619.8704864928,97619.870486492728,0,1342.83282652756,777037.29668697901,6985021.37110826,875999.9999999993]
[null,1312,"50MW | 350MW | 125MW","Amarillo, TX",12,100,50,349.99999999999898,1399.99999999999,125,97106.081694458597,97106.081694458582,0,1342.83282652756,777551.08547901304,6989639.9726964906,875999.99999999919]
[null,1313,"50MW | 350MW | 125MW","Amarillo, TX",13,100,50,349.99999999999898,1399.99999999999,125,96592.292902424393,96592.29290242432,0,1342.83282652756,778064.874271048,6994258.5742847305,875999.99999999988]
[null,1314,"50MW | 350MW | 125MW","Amarillo, TX",14,100,50,349.99999999999898,1399.99999999999,125,96078.504110390306,96078.504110390291,0,1342.83282652756,778578.66306308203,6998877.1758729601,875999.99999999988]
[null,1315,"50MW | 350MW | 125MW","Amarillo, TX",15,100,50,349.99999999999898,1399.99999999999,125,95564.715318356102,95564.715318356029,0,1342.83282652756,779092.45185511606,7003495.7774611907,875999.99999999965]
[null,1316,"50MW | 350MW | 125MW","Amarillo, TX",16,100,50,349.99999999999898,1399.99999999999,125,95050.926526321899,95050.926526321884,0,1342.83282652756,779606.24064714997,7008114.3790494297,875999.99999999942]
[null,1317,"50MW | 350MW | 125MW","Amarillo, TX",17,100,50,349.99999999999898,1399.99999999999,125,94537.137734287695,94537.137734287622,0,1342.83282652756,780120.029439184,7012732.9806376603,875999.99999999919]
[null,1318,"50MW | 350MW | 125MW","Amarillo, TX",18,100,50,349.99999999999898,1399.99999999999,125,94023.348942253593,94023.348942253593,0,1342.83282652756,780633.81823121803,7017351.5822258899,875999.99999999919]
[null,1319,"50MW | 350MW | 125MW","Amarillo, TX",19,100,50,349.99999999999898,1399.99999999999,125,93509.560150219404,93509.560150219331,0,1342.83282652756,781147.60702325299,7021970.1838141205,875999.99999999988]
[null,1320,"50MW | 350MW | 125MW","Amarillo, TX",20,100,50,349.99999999999898,1399.99999999999,125,92995.7713581852,92995.771358185215,0,0,783004.22864181397,7038659.9125298606,875999.99999999919]
[null,1321,"50MW | 400MW | 0MW","Amarillo, TX",1,100,50,400,1600,0,102757.75840683399,102757.75840683399,0,1534.66608746007,0,0,104292.42449429406]
[null,1322,"50MW | 400MW | 0MW","Amarillo, TX",2,100,50,400,1600,0,102243.96961479999,102243.96961479999,0,1534.66608746007,0,0,103778.63570226006]
[null,1323,"50MW | 400MW | 0MW","Amarillo, TX",3,100,50,400,1600,0,101730.18082276599,101730.18082276599,0,1534.66608746007,0,0,103264.84691022606]
[null,1324,"50MW | 400MW | 0MW","Amarillo, TX",4,100,50,400,1600,0,101216.39203073199,101216.39203073199,0,1534.66608746007,0,0,102751.05811819206]
[null,1325,"50MW | 400MW | 0MW","Amarillo, TX",5,100,50,400,1600,0,100702.603238697,100702.603238697,0,1534.66608746007,0,0,102237.26932615707]
[null,1326,"50MW | 400MW | 0MW","Amarillo, TX",6,100,50,400,1600,0,100188.814446663,100188.814446663,0,1534.66608746007,0,0,101723.48053412307]
[null,1327,"50MW | 400MW | 0MW","Amarillo, TX",7,100,50,400,1600,0,99675.025654629499,99675.025654629499,0,1534.66608746007,0,0,101209.69174208956]
[null,1328,"50MW | 400MW | 0MW","Amarillo, TX",8,100,50,400,1600,0,99161.236862595295,99161.236862595295,0,1534.66608746007,0,0,100695.90295005536]
[null,1329,"50MW | 400MW | 0MW","Amarillo, TX",9,100,50,400,1600,0,98647.448070561106,98647.448070561106,0,1534.66608746007,0,0,100182.11415802117]
[null,1330,"50MW | 400MW | 0MW","Amarillo, TX",10,100,50,400,1600,0,98133.659278526902,98133.659278526902,0,1534.66608746007,0,0,99668.325365986966]
[null,1331,"50MW | 400MW | 0MW","Amarillo, TX",11,100,50,400,1600,0,97619.8704864928,97619.8704864928,0,1534.66608746007,0,0,99154.536573952864]
[null,1332,"50MW | 400MW | 0MW","Amarillo, TX",12,100,50,400,1600,0,97106.081694458597,97106.081694458597,0,1534.66608746007,0,0,98640.747781918661]
[null,1333,"50MW | 400MW | 0MW","Amarillo, TX",13,100,50,400,1600,0,96592.292902424393,96592.292902424393,0,1534.66608746007,0,0,98126.958989884457]
[null,1334,"50MW | 400MW | 0MW","Amarillo, TX",14,100,50,400,1600,0,96078.504110390306,96078.504110390306,0,1534.66608746007,0,0,97613.17019785037]
[null,1335,"50MW | 400MW | 0MW","Amarillo, TX",15,100,50,400,1600,0,95564.715318356102,95564.715318356102,0,1534.66608746007,0,0,97099.381405816166]
[null,1336,"50MW | 400MW | 0MW","Amarillo, TX",16,100,50,400,1600,0,95050.926526321899,95050.926526321899,0,1534.66608746007,0,0,96585.592613781962]
[null,1337,"50MW | 400MW | 0MW","Amarillo, TX",17,100,50,400,1600,0,94537.137734287695,94537.137734287695,0,1534.66608746007,0,0,96071.803821747759]
[null,1338,"50MW | 400MW | 0MW","Amarillo, TX",18,100,50,400,1600,0,94023.348942253593,94023.348942253593,0,1534.66608746007,0,0,95558.015029713657]
[null,1339,"50MW | 400MW | 0MW","Amarillo, TX",19,100,50,400,1600,0,93509.560150219404,93509.560150219404,0,1534.66608746007,0,0,95044.226237679468]
[null,1340,"50MW | 400MW | 0MW","Amarillo, TX",20,100,50,400,1600,0,92995.7713581852,92995.7713581852,0,0,0,0,92995.7713581852]
[null,1341,"50MW | 400MW | 100MW","Amarillo, TX",1,100,50,400,1600,100,102757.75840683399,102757.75840683404,0,1534.66608746007,771707.57550570497,6937110.9084934294,875999.99999999907]
[null,1342,"50MW | 400MW | 100MW","Amarillo, TX",2,100,50,400,1600,100,102243.96961479999,102243.96961480001,0,1534.66608746007,772221.364297739,6941729.5100816702,875999.99999999907]
[null,1343,"50MW | 400MW | 100MW","Amarillo, TX",3,100,50,400,1600,100,101730.18082276599,101730.18082276609,0,1534.66608746007,772735.15308977303,6946348.1116699008,875999.9999999993]
[null,1344,"50MW | 400MW | 100MW","Amarillo, TX",4,100,50,400,1600,100,101216.39203073199,101216.39203073207,0,1534.66608746007,773248.94188180706,6950966.7132581295,875999.9999999993]
[null,1345,"50MW | 400MW | 100MW","Amarillo, TX",5,100,50,400,1600,100,100702.603238697,100702.60323869711,0,1534.66608746007,773762.73067384202,6955585.3148463601,875999.9999999993]
[null,1346,"50MW | 400MW | 100MW","Amarillo, TX",6,100,50,400,1600,100,100188.814446663,100188.81444666308,0,1534.66608746007,774276.51946587604,6960203.9164346,875999.9999999993]
[null,1347,"50MW | 400MW | 100MW","Amarillo, TX",7,100,50,400,1600,100,99675.025654629499,99675.025654629513,0,1534.66608746007,774790.30825790996,6964822.5180228297,875999.99999999953]
[null,1348,"50MW | 400MW | 100MW","Amarillo, TX",8,100,50,400,1600,100,99161.236862595295,99161.236862595368,0,1534.66608746007,775304.09704994399,6969441.1196110593,875999.99999999953]
[null,1349,"50MW | 400MW | 100MW","Amarillo, TX",9,100,50,400,1600,100,98647.448070561106,98647.448070561222,0,1534.66608746007,775817.88584197802,6974059.7211992899,875999.9999999993]
[null,1350,"50MW | 400MW | 100MW","Amarillo, TX",10,100,50,400,1600,100,98133.659278526902,98133.65927852696,0,1534.66608746007,776331.67463401298,6978678.3227875307,876000]
[null,1351,"50MW | 400MW | 100MW","Amarillo, TX",11,100,50,400,1600,100,97619.8704864928,97619.870486492815,0,1534.66608746007,776845.463426047,6983296.9243757594,876000]
[null,1352,"50MW | 400MW | 100MW","Amarillo, TX",12,100,50,400,1600,100,97106.081694458597,97106.08169445867,0,1534.66608746007,777359.25221808103,6987915.52596399,875999.99999999977]
[null,1353,"50MW | 400MW | 100MW","Amarillo, TX",13,100,50,400,1600,100,96592.292902424393,96592.292902424408,0,1534.66608746007,777873.04101011495,6992534.1275522308,875999.99999999953]
[null,1354,"50MW | 400MW | 100MW","Amarillo, TX",14,100,50,400,1600,100,96078.504110390306,96078.504110390379,0,1534.66608746007,778386.82980214898,6997152.7291404596,875999.99999999953]
[null,1355,"50MW | 400MW | 100MW","Amarillo, TX",15,100,50,400,1600,100,95564.715318356102,95564.715318356117,0,1534.66608746007,778900.618594183,7001771.3307286901,875999.9999999993]
[null,1356,"50MW | 400MW | 100MW","Amarillo, TX",16,100,50,400,1600,100,95050.926526321899,95050.926526321971,0,1534.66608746007,779414.40738621796,7006389.93231693,876000]
[null,1357,"50MW | 400MW | 100MW","Amarillo, TX",17,100,50,400,1600,100,94537.137734287695,94537.137734287709,0,1534.66608746007,779928.19617825199,7011008.5339051606,875999.99999999977]
[null,1358,"50MW | 400MW | 100MW","Amarillo, TX",18,100,50,400,1600,100,94023.348942253593,94023.34894225368,0,1534.66608746007,780441.98497028602,7015627.1354933893,875999.99999999977]
[null,1359,"50MW | 400MW | 100MW","Amarillo, TX",19,100,50,400,1600,100,93509.560150219404,93509.560150219419,0,1534.66608746007,780955.77376232005,7020245.7370816199,875999.99999999953]
[null,1360,"50MW | 400MW | 100MW","Amarillo, TX",20,100,50,400,1600,100,92995.7713581852,92995.771358185215,0,0,783004.22864181397,7038659.9125298606,875999.99999999919]
[null,1361,"50MW | 400MW | 125MW","Amarillo, TX",1,100,50,400,1600,125,102757.75840683399,102757.75840683404,0,1534.66608746007,771707.57550570497,6937110.9084934294,875999.99999999907]
[null,1362,"50MW | 400MW | 125MW","Amarillo, TX",2,100,50,400,1600,125,102243.96961479999,102243.96961480001,0,1534.66608746007,772221.364297739,6941729.5100816702,875999.99999999907]
[null,1363,"50MW | 400MW | 125MW","Amarillo, TX",3,100,50,400,1600,125,101730.18082276599,101730.18082276609,0,1534.66608746007,772735.15308977303,6946348.1116699008,875999.9999999993]
[null,1364,"50MW | 400MW | 125MW","Amarillo, TX",4,100,50,400,1600,125,101216.39203073199,101216.39203073207,0,1534.66608746007,773248.94188180706,6950966.7132581295,875999.9999999993]
[null,1365,"50MW | 400MW | 125MW","Amarillo, TX",5,100,50,400,1600,125,100702.603238697,100702.60323869711,0,1534.66608746007,773762.73067384202,6955585.3148463601,875999.9999999993]
[null,1366,"50MW | 400MW | 125MW","Amarillo, TX",6,100,50,400,1600,125,100188.814446663,100188.81444666308,0,1534.66608746007,774276.51946587604,6960203.9164346,875999.9999999993]
[null,1367,"50MW | 400MW | 125MW","Amarillo, TX",7,100,50,400,1600,125,99675.025654629499,99675.025654629513,0,1534.66608746007,774790.30825790996,6964822.5180228297,875999.99999999953]
[null,1368,"50MW | 400MW | 125MW","Amarillo, TX",8,100,50,400,1600,125,99161.236862595295,99161.236862595368,0,1534.66608746007,775304.09704994399,6969441.1196110593,875999.99999999953]
[null,1369,"50MW | 400MW | 125MW","Amarillo, TX",9,100,50,400,1600,125,98647.448070561106,98647.448070561222,0,1534.66608746007,775817.88584197802,6974059.7211992899,875999.9999999993]
[null,1370,"50MW | 400MW | 125MW","Amarillo, TX",10,100,50,400,1600,125,98133.659278526902,98133.65927852696,0,1534.66608746007,776331.67463401298,6978678.3227875307,876000]
[null,1371,"50MW | 400MW | 125MW","Amarillo, TX",11,100,50,400,1600,125,97619.8704864928,97619.870486492815,0,1534.66608746007,776845.463426047,6983296.9243757594,876000]
[null,1372,"50MW | 400MW | 125MW","Amarillo, TX",12,100,50,400,1600,125,97106.081694458597,97106.08169445867,0,1534.66608746007,777359.25221808103,6987915.52596399,875999.99999999977]
[null,1373,"50MW | 400MW | 125MW","Amarillo, TX",13,100,50,400,1600,125,96592.292902424393,96592.292902424408,0,1534.66608746007,777873.04101011495,6992534.1275522308,875999.99999999953]
[null,1374,"50MW | 400MW | 125MW","Amarillo, TX",14,100,50,400,1600,125,96078.504110390306,96078.504110390379,0,1534.66608746007,778386.82980214898,6997152.7291404596,875999.99999999953]
[null,1375,"50MW | 400MW | 125MW","Amarillo, TX",15,100,50,400,1600,125,95564.715318356102,95564.715318356117,0,1534.66608746007,778900.618594183,7001771.3307286901,875999.9999999993]
[null,1376,"50MW | 400MW | 125MW","Amarillo, TX",16,100,50,400,1600,125,95050.926526321899,95050.926526321971,0,1534.66608746007,779414.40738621796,7006389.93231693,876000]
[null,1377,"50MW | 400MW | 125MW","Amarillo, TX",17,100,50,400,1600,125,94537.137734287695,94537.137734287709,0,1534.66608746007,779928.19617825199,7011008.5339051606,875999.99999999977]
[null,1378,"50MW | 400MW | 125MW","Amarillo, TX",18,100,50,400,1600,125,94023.348942253593,94023.34894225368,0,1534.66608746007,780441.98497028602,7015627.1354933893,875999.99999999977]
[null,1379,"50MW | 400MW | 125MW","Amarillo, TX",19,100,50,400,1600,125,93509.560150219404,93509.560150219419,0,1534.66608746007,780955.77376232005,7020245.7370816199,875999.99999999953]
[null,1380,"50MW | 400MW | 125MW","Amarillo, TX",20,100,50,400,1600,125,92995.7713581852,92995.771358185215,0,0,783004.22864181397,7038659.9125298606,875999.99999999919]
[null,1381,"50MW | 450MW | 0MW","Amarillo, TX",1,100,50,449.99999999999898,1799.99999999999,0,102757.75840683399,102757.75840683399,0,1726.49934839257,0,0,104484.25775522656]
[null,1382,"50MW | 450MW | 0MW","Amarillo, TX",2,100,50,449.99999999999898,1799.99999999999,0,102243.96961479999,102243.96961479999,0,1726.49934839257,0,0,103970.46896319256]
[null,1383,"50MW | 450MW | 0MW","Amarillo, TX",3,100,50,449.99999999999898,1799.99999999999,0,101730.18082276599,101730.18082276599,0,1726.49934839257,0,0,103456.68017115856]
[null,1384,"50MW | 450MW | 0MW","Amarillo, TX",4,100,50,449.99999999999898,1799.99999999999,0,101216.39203073199,101216.39203073199,0,1726.49934839257,0,0,102942.89137912456]
[null,1385,"50MW | 450MW | 0MW","Amarillo, TX",5,100,50,449.99999999999898,1799.99999999999,0,100702.603238697,100702.603238697,0,1726.49934839257,0,0,102429.10258708957]
[null,1386,"50MW | 450MW | 0MW","Amarillo, TX",6,100,50,449.99999999999898,1799.99999999999,0,100188.814446663,100188.814446663,0,1726.49934839257,0,0,101915.31379505557]
[null,1387,"50MW | 450MW | 0MW","Amarillo, TX",7,100,50,449.99999999999898,1799.99999999999,0,99675.025654629499,99675.025654629499,0,1726.49934839257,0,0,101401.52500302206]
[null,1388,"50MW | 450MW | 0MW","Amarillo, TX",8,100,50,449.99999999999898,1799.99999999999,0,99161.236862595295,99161.236862595295,0,1726.49934839257,0,0,100887.73621098786]
[null,1389,"50MW | 450MW | 0MW","Amarillo, TX",9,100,50,449.99999999999898,1799.99999999999,0,98647.448070561106,98647.448070561106,0,1726.49934839257,0,0,100373.94741895367]
[null,1390,"50MW | 450MW | 0MW","Amarillo, TX",10,100,50,449.99999999999898,1799.99999999999,0,98133.659278526902,98133.659278526902,0,1726.49934839257,0,0,99860.158626919467]
[null,1391,"50MW | 450MW | 0MW","Amarillo, TX",11,100,50,449.99999999999898,1799.99999999999,0,97619.8704864928,97619.8704864928,0,1726.49934839257,0,0,99346.369834885365]
[null,1392,"50MW | 450MW | 0MW","Amarillo, TX",12,100,50,449.99999999999898,1799.99999999999,0,97106.081694458597,97106.081694458597,0,1726.49934839257,0,0,98832.581042851161]
[null,1393,"50MW | 450MW | 0MW","Amarillo, TX",13,100,50,449.99999999999898,1799.99999999999,0,96592.292902424393,96592.292902424393,0,1726.49934839257,0,0,98318.792250816958]
[null,1394,"50MW | 450MW | 0MW","Amarillo, TX",14,100,50,449.99999999999898,1799.99999999999,0,96078.504110390306,96078.504110390306,0,1726.49934839257,0,0,97805.00345878287]
[null,1395,"50MW | 450MW | 0MW","Amarillo, TX",15,100,50,449.99999999999898,1799.99999999999,0,95564.715318356102,95564.715318356102,0,1726.49934839257,0,0,97291.214666748667]
[null,1396,"50MW | 450MW | 0MW","Amarillo, TX",16,100,50,449.99999999999898,1799.99999999999,0,95050.926526321899,95050.926526321899,0,1726.49934839257,0,0,96777.425874714463]
[null,1397,"50MW | 450MW | 0MW","Amarillo, TX",17,100,50,449.99999999999898,1799.99999999999,0,94537.137734287695,94537.137734287695,0,1726.49934839257,0,0,96263.637082680259]
[null,1398,"50MW | 450MW | 0MW","Amarillo, TX",18,100,50,449.99999999999898,1799.99999999999,0,94023.348942253593,94023.348942253593,0,1726.49934839257,0,0,95749.848290646158]
[null,1399,"50MW | 450MW | 0MW","Amarillo, TX",19,100,50,449.99999999999898,1799.99999999999,0,93509.560150219404,93509.560150219404,0,1726.49934839257,0,0,95236.059498611969]
[null,1400,"50MW | 450MW | 0MW","Amarillo, TX",20,100,50,449.99999999999898,1799.99999999999,0,92995.7713581852,92995.7713581852,0,0,0,0,92995.7713581852]
[null,1401,"50MW | 450MW | 100MW","Amarillo, TX",1,100,50,449.99999999999898,1799.99999999999,100,102757.75840683399,102757.75840683401,0,1726.49934839257,771515.74224477203,6935386.4617609298,875999.9999999986]
[null,1402,"50MW | 450MW | 100MW","Amarillo, TX",2,100,50,449.99999999999898,1799.99999999999,100,102243.96961479999,102243.96961479998,0,1726.49934839257,772029.53103680699,6940005.0633491604,875999.99999999953]
[null,1403,"50MW | 450MW | 100MW","Amarillo, TX",3,100,50,449.99999999999898,1799.99999999999,100,101730.18082276599,101730.18082276607,0,1726.49934839257,772543.31982884102,6944623.6649374003,875999.99999999965]
[null,1404,"50MW | 450MW | 100MW","Amarillo, TX",4,100,50,449.99999999999898,1799.99999999999,100,101216.39203073199,101216.39203073204,0,1726.49934839257,773057.10862087505,6949242.2665256299,875999.99999999965]
[null,1405,"50MW | 450MW | 100MW","Amarillo, TX",5,100,50,449.99999999999898,1799.99999999999,100,100702.603238697,100702.60323869708,0,1726.49934839257,773570.89741290896,6953860.8681138605,875999.9999999986]
[null,1406,"50MW | 450MW | 100MW","Amarillo, TX",6,100,50,449.99999999999898,1799.99999999999,100,100188.814446663,100188.81444666305,0,1726.49934839257,774084.68620494299,6958479.4697020994,875999.9999999986]
[null,1407,"50MW | 450MW | 100MW","Amarillo, TX",7,100,50,449.99999999999898,1799.99999999999,100,99675.025654629499,99675.025654629484,0,1726.49934839257,774598.47499697795,6963098.07129033,876000]
[null,1408,"50MW | 450MW | 100MW","Amarillo, TX",8,100,50,449.99999999999898,1799.99999999999,100,99161.236862595295,99161.236862595339,0,1726.49934839257,775112.26378901198,6967716.6728785597,875999.99999999988]
[null,1409,"50MW | 450MW | 100MW","Amarillo, TX",9,100,50,449.99999999999898,1799.99999999999,100,98647.448070561106,98647.448070561193,0,1726.49934839257,775626.05258104601,6972335.2744667903,875999.99999999977]
[null,1410,"50MW | 450MW | 100MW","Amarillo, TX",10,100,50,449.99999999999898,1799.99999999999,100,98133.659278526902,98133.659278526931,0,1726.49934839257,776139.84137308004,6976953.8760550302,875999.99999999953]
[null,1411,"50MW | 450MW | 100MW","Amarillo, TX",11,100,50,449.99999999999898,1799.99999999999,100,97619.8704864928,97619.870486492786,0,1726.49934839257,776653.63016511395,6981572.4776432598,875999.9999999993]
[null,1412,"50MW | 450MW | 100MW","Amarillo, TX",12,100,50,449.99999999999898,1799.99999999999,100,97106.081694458597,97106.08169445864,0,1726.49934839257,777167.41895714798,6986191.0792314904,875999.99999999919]
[null,1413,"50MW | 450MW | 100MW","Amarillo, TX",13,100,50,449.99999999999898,1799.99999999999,100,96592.292902424393,96592.292902424379,0,1726.49934839257,777681.20774918201,6990809.68081972,875999.99999999895]
[null,1414,"50MW | 450MW | 100MW","Amarillo, TX",14,100,50,449.99999999999898,1799.99999999999,100,96078.504110390306,96078.50411039035,0,1726.49934839257,778194.99654121697,6995428.2824079599,875999.99999999988]
[null,1415,"50MW | 450MW | 100MW","Amarillo, TX",15,100,50,449.99999999999898,1799.99999999999,100,95564.715318356102,95564.715318356088,0,1726.49934839257,778708.785333251,7000046.8839961905,875999.99999999965]
[null,1416,"50MW | 450MW | 100MW","Amarillo, TX",16,100,50,449.99999999999898,1799.99999999999,100,95050.926526321899,95050.926526321942,0,1726.49934839257,779222.57412528503,7004665.4855844202,875999.99999999953]
[null,1417,"50MW | 450MW | 100MW","Amarillo, TX",17,100,50,449.99999999999898,1799.99999999999,100,94537.137734287695,94537.13773428768,0,1726.49934839257,779736.36291731906,7009284.08717266,875999.9999999993]
[null,1418,"50MW | 450MW | 100MW","Amarillo, TX",18,100,50,449.99999999999898,1799.99999999999,100,94023.348942253593,94023.348942253651,0,1726.49934839257,780250.15170935297,7013902.6887608897,875999.99999999919]
[null,1419,"50MW | 450MW | 100MW","Amarillo, TX",19,100,50,449.99999999999898,1799.99999999999,100,93509.560150219404,93509.560150219389,0,1726.49934839257,780763.94050138805,7018521.2903491203,876000]
[null,1420,"50MW | 450MW | 100MW","Amarillo, TX",20,100,50,449.99999999999898,1799.99999999999,100,92995.7713581852,92995.771358185215,0,0,783004.22864181397,7038659.9125298606,875999.99999999919]
[null,1421,"50MW | 450MW | 125MW","Amarillo, TX",1,100,50,449.99999999999898,1799.99999999999,125,102757.75840683399,102757.75840683401,0,1726.49934839257,771515.74224477203,6935386.4617609298,875999.9999999986]
[null,1422,"50MW | 450MW | 125MW","Amarillo, TX",2,100,50,449.99999999999898,1799.99999999999,125,102243.96961479999,102243.96961479998,0,1726.49934839257,772029.53103680699,6940005.0633491604,875999.99999999953]
[null,1423,"50MW | 450MW | 125MW","Amarillo, TX",3,100,50,449.99999999999898,1799.99999999999,125,101730.18082276599,101730.18082276607,0,1726.49934839257,772543.31982884102,6944623.6649374003,875999.99999999965]
[null,1424,"50MW | 450MW | 125MW","Amarillo, TX",4,100,50,449.99999999999898,1799.99999999999,125,101216.39203073199,101216.39203073204,0,1726.49934839257,773057.10862087505,6949242.2665256299,875999.99999999965]
[null,1425,"50MW | 450MW | 125MW","Amarillo, TX",5,100,50,449.99999999999898,1799.99999999999,125,100702.603238697,100702.60323869708,0,1726.49934839257,773570.89741290896,6953860.8681138605,875999.9999999986]
[null,1426,"50MW | 450MW | 125MW","Amarillo, TX",6,100,50,449.99999999999898,1799.99999999999,125,100188.814446663,100188.81444666305,0,1726.49934839257,774084.68620494299,6958479.4697020994,875999.9999999986]
[null,1427,"50MW | 450MW | 125MW","Amarillo, TX",7,100,50,449.99999999999898,1799.99999999999,125,99675.025654629499,99675.025654629484,0,1726.49934839257,774598.47499697795,6963098.07129033,876000]
[null,1428,"50MW | 450MW | 125MW","Amarillo, TX",8,100,50,449.99999999999898,1799.99999999999,125,99161.236862595295,99161.236862595339,0,1726.49934839257,775112.26378901198,6967716.6728785597,875999.99999999988]
[null,1429,"50MW | 450MW | 125MW","Amarillo, TX",9,100,50,449.99999999999898,1799.99999999999,125,98647.448070561106,98647.448070561193,0,1726.49934839257,775626.05258104601,6972335.2744667903,875999.99999999977]
[null,1430,"50MW | 450MW | 125MW","Amarillo, TX",10,100,50,449.99999999999898,1799.99999999999,125,98133.659278526902,98133.659278526931,0,1726.49934839257,776139.84137308004,6976953.8760550302,875999.99999999953]
[null,1431,"50MW | 450MW | 125MW","Amarillo, TX",11,100,50,449.99999999999898,1799.99999999999,125,97619.8704864928,97619.870486492786,0,1726.49934839257,776653.63016511395,6981572.4776432598,875999.9999999993]
[null,1432,"50MW | 450MW | 125MW","Amarillo, TX",12,100,50,449.99999999999898,1799.99999999999,125,97106.081694458597,97106.08169445864,0,1726.49934839257,777167.41895714798,6986191.0792314904,875999.99999999919]
[null,1433,"50MW | 450MW | 125MW","Amarillo, TX",13,100,50,449.99999999999898,1799.99999999999,125,96592.292902424393,96592.292902424379,0,1726.49934839257,777681.20774918201,6990809.68081972,875999.99999999895]
[null,1434,"50MW | 450MW | 125MW","Amarillo, TX",14,100,50,449.99999999999898,1799.99999999999,125,96078.504110390306,96078.50411039035,0,1726.49934839257,778194.99654121697,6995428.2824079599,875999.99999999988]
[null,1435,"50MW | 450MW | 125MW","Amarillo, TX",15,100,50,449.99999999999898,1799.99999999999,125,95564.715318356102,95564.715318356088,0,1726.49934839257,778708.785333251,7000046.8839961905,875999.99999999965]
[null,1436,"50MW | 450MW | 125MW","Amarillo, TX",16,100,50,449.99999999999898,1799.99999999999,125,95050.926526321899,95050.926526321942,0,1726.49934839257,779222.57412528503,7004665.4855844202,875999.99999999953]
[null,1437,"50MW | 450MW | 125MW","Amarillo, TX",17,100,50,449.99999999999898,1799.99999999999,125,94537.137734287695,94537.13773428768,0,1726.49934839257,779736.36291731906,7009284.08717266,875999.9999999993]
[null,1438,"50MW | 450MW | 125MW","Amarillo, TX",18,100,50,449.99999999999898,1799.99999999999,125,94023.348942253593,94023.348942253651,0,1726.49934839257,780250.15170935297,7013902.6887608897,875999.99999999919]
[null,1439,"50MW | 450MW | 125MW","Amarillo, TX",19,100,50,449.99999999999898,1799.99999999999,125,93509.560150219404,93509.560150219389,0,1726.49934839257,780763.94050138805,7018521.2903491203,876000]
[null,1440,"50MW | 450MW | 125MW","Amarillo, TX",20,100,50,449.99999999999898,1799.99999999999,125,92995.7713581852,92995.771358185215,0,0,783004.22864181397,7038659.9125298606,875999.99999999919]
[null,1441,"50MW | 500MW | 0MW","Amarillo, TX",1,100,50,499.99999999999898,1999.99999999999,0,102757.75840683399,102757.75840683399,0,1918.3326093250801,0,0,104676.09101615907]
[null,1442,"50MW | 500MW | 0MW","Amarillo, TX",2,100,50,499.99999999999898,1999.99999999999,0,102243.96961479999,102243.96961479999,0,1918.3326093250801,0,0,104162.30222412507]
[null,1443,"50MW | 500MW | 0MW","Amarillo, TX",3,100,50,499.99999999999898,1999.99999999999,0,101730.18082276599,101730.18082276599,0,1918.3326093250801,0,0,103648.51343209107]
[null,1444,"50MW | 500MW | 0MW","Amarillo, TX",4,100,50,499.99999999999898,1999.99999999999,0,101216.39203073199,101216.39203073199,0,1918.3326093250801,0,0,103134.72464005707]
[null,1445,"50MW | 500MW | 0MW","Amarillo, TX",5,100,50,499.99999999999898,1999.99999999999,0,100702.603238697,100702.603238697,0,1918.3326093250801,0,0,102620.93584802208]
[null,1446,"50MW | 500MW | 0MW","Amarillo, TX",6,100,50,499.99999999999898,1999.99999999999,0,100188.814446663,100188.814446663,0,1918.3326093250801,0,0,102107.14705598808]
[null,1447,"50MW | 500MW | 0MW","Amarillo, TX",7,100,50,499.99999999999898,1999.99999999999,0,99675.025654629499,99675.025654629499,0,1918.3326093250801,0,0,101593.35826395458]
[null,1448,"50MW | 500MW | 0MW","Amarillo, TX",8,100,50,499.99999999999898,1999.99999999999,0,99161.236862595295,99161.236862595295,0,1918.3326093250801,0,0,101079.56947192037]
[null,1449,"50MW | 500MW | 0MW","Amarillo, TX",9,100,50,499.99999999999898,1999.99999999999,0,98647.448070561106,98647.448070561106,0,1918.3326093250801,0,0,100565.78067988619]
[null,1450,"50MW | 500MW | 0MW","Amarillo, TX",10,100,50,499.99999999999898,1999.99999999999,0,98133.659278526902,98133.659278526902,0,1918.3326093250801,0,0,100051.99188785198]
[null,1451,"50MW | 500MW | 0MW","Amarillo, TX",11,100,50,499.99999999999898,1999.99999999999,0,97619.8704864928,97619.8704864928,0,1918.3326093250801,0,0,99538.20309581788]
[null,1452,"50MW | 500MW | 0MW","Amarillo, TX",12,100,50,499.99999999999898,1999.99999999999,0,97106.081694458597,97106.081694458597,0,1918.3326093250801,0,0,99024.414303783677]
[null,1453,"50MW | 500MW | 0MW","Amarillo, TX",13,100,50,499.99999999999898,1999.99999999999,0,96592.292902424393,96592.292902424393,0,1918.3326093250801,0,0,98510.625511749473]
[null,1454,"50MW | 500MW | 0MW","Amarillo, TX",14,100,50,499.99999999999898,1999.99999999999,0,96078.504110390306,96078.504110390306,0,1918.3326093250801,0,0,97996.836719715386]
[null,1455,"50MW | 500MW | 0MW","Amarillo, TX",15,100,50,499.99999999999898,1999.99999999999,0,95564.715318356102,95564.715318356102,0,1918.3326093250801,0,0,97483.047927681182]
[null,1456,"50MW | 500MW | 0MW","Amarillo, TX",16,100,50,499.99999999999898,1999.99999999999,0,95050.926526321899,95050.926526321899,0,1918.3326093250801,0,0,96969.259135646978]
[null,1457,"50MW | 500MW | 0MW","Amarillo, TX",17,100,50,499.99999999999898,1999.99999999999,0,94537.137734287695,94537.137734287695,0,1918.3326093250801,0,0,96455.470343612775]
[null,1458,"50MW | 500MW | 0MW","Amarillo, TX",18,100,50,499.99999999999898,1999.99999999999,0,94023.348942253593,94023.348942253593,0,1918.3326093250801,0,0,95941.681551578673]
[null,1459,"50MW | 500MW | 0MW","Amarillo, TX",19,100,50,499.99999999999898,1999.99999999999,0,93509.560150219404,93509.560150219404,0,1918.3326093250801,0,0,95427.892759544484]
[null,1460,"50MW | 500MW | 0MW","Amarillo, TX",20,100,50,499.99999999999898,1999.99999999999,0,92995.7713581852,92995.7713581852,0,0,0,0,92995.7713581852]
[null,1461,"50MW | 500MW | 100MW","Amarillo, TX",1,100,50,499.99999999999898,1999.99999999999,100,102757.75840683399,102757.75840683396,0,1918.3326093250801,771323.90898384003,6933662.0150284301,875999.99999999907]
[null,1462,"50MW | 500MW | 100MW","Amarillo, TX",2,100,50,499.99999999999898,1999.99999999999,100,102243.96961479999,102243.96961479993,0,1918.3326093250801,771837.69777587405,6938280.6166166598,875999.99999999907]
[null,1463,"50MW | 500MW | 100MW","Amarillo, TX",3,100,50,499.99999999999898,1999.99999999999,100,101730.18082276599,101730.18082276602,0,1918.3326093250801,772351.48656790797,6942899.2182049006,875999.99999999907]
[null,1464,"50MW | 500MW | 100MW","Amarillo, TX",4,100,50,499.99999999999898,1999.99999999999,100,101216.39203073199,101216.39203073199,0,1918.3326093250801,772865.275359942,6947517.8197931303,875999.99999999907]
[null,1465,"50MW | 500MW | 100MW","Amarillo, TX",5,100,50,499.99999999999898,1999.99999999999,100,100702.603238697,100702.60323869703,0,1918.3326093250801,773379.06415197696,6952136.4213813599,875999.99999999907]
[null,1466,"50MW | 500MW | 100MW","Amarillo, TX",6,100,50,499.99999999999898,1999.99999999999,100,100188.814446663,100188.814446663,0,1918.3326093250801,773892.85294401099,6956755.0229695998,875999.99999999907]
[null,1467,"50MW | 500MW | 100MW","Amarillo, TX",7,100,50,499.99999999999898,1999.99999999999,100,99675.025654629499,99675.02565462944,0,1918.3326093250801,774406.64173604501,6961373.6245578304,875999.99999999953]
[null,1468,"50MW | 500MW | 100MW","Amarillo, TX",8,100,50,499.99999999999898,1999.99999999999,100,99161.236862595295,99161.236862595295,0,1918.3326093250801,774920.43052807904,6965992.2261460591,875999.99999999942]
[null,1469,"50MW | 500MW | 100MW","Amarillo, TX",9,100,50,499.99999999999898,1999.99999999999,100,98647.448070561106,98647.448070561033,0,1918.3326093250801,775434.21932011296,6970610.8277342897,875999.99999999907]
[null,1470,"50MW | 500MW | 100MW","Amarillo, TX",10,100,50,499.99999999999898,1999.99999999999,100,98133.659278526902,98133.659278526888,0,1918.3326093250801,775948.00811214803,6975229.4293225305,876000]
[null,1471,"50MW | 500MW | 100MW","Amarillo, TX",11,100,50,499.99999999999898,1999.99999999999,100,97619.8704864928,97619.870486492742,0,1918.3326093250801,776461.79690418195,6979848.0309107602,875999.99999999977]
[null,1472,"50MW | 500MW | 100MW","Amarillo, TX",12,100,50,499.99999999999898,1999.99999999999,100,97106.081694458597,97106.081694458597,0,1918.3326093250801,776975.58569621597,6984466.6324989898,875999.99999999965]
[null,1473,"50MW | 500MW | 100MW","Amarillo, TX",13,100,50,499.99999999999898,1999.99999999999,100,96592.292902424393,96592.292902424335,0,1918.3326093250801,777489.37448825,6989085.2340872195,875999.99999999942]
[null,1474,"50MW | 500MW | 100MW","Amarillo, TX",14,100,50,499.99999999999898,1999.99999999999,100,96078.504110390306,96078.504110390306,0,1918.3326093250801,778003.16328028403,6993703.8356754603,875999.99999999942]
[null,1475,"50MW | 500MW | 100MW","Amarillo, TX",15,100,50,499.99999999999898,1999.99999999999,100,95564.715318356102,95564.715318356044,0,1918.3326093250801,778516.95207231794,6998322.4372636909,875999.99999999907]
[null,1476,"50MW | 500MW | 100MW","Amarillo, TX",16,100,50,499.99999999999898,1999.99999999999,100,95050.926526321899,95050.926526321899,0,1918.3326093250801,779030.74086435302,7002941.0388519196,876000]
[null,1477,"50MW | 500MW | 100MW","Amarillo, TX",17,100,50,499.99999999999898,1999.99999999999,100,94537.137734287695,94537.137734287637,0,1918.3326093250801,779544.52965638705,7007559.6404401604,875999.99999999977]
[null,1478,"50MW | 500MW | 100MW","Amarillo, TX",18,100,50,499.99999999999898,1999.99999999999,100,94023.348942253593,94023.348942253608,0,1918.3326093250801,780058.31844842096,7012178.2420283901,875999.99999999965]
[null,1479,"50MW | 500MW | 100MW","Amarillo, TX",19,100,50,499.99999999999898,1999.99999999999,100,93509.560150219404,93509.560150219346,0,1918.3326093250801,780572.10724045499,7016796.8436166197,875999.99999999942]
[null,1480,"50MW | 500MW | 100MW","Amarillo, TX",20,100,50,499.99999999999898,1999.99999999999,100,92995.7713581852,92995.771358185215,0,0,783004.22864181397,7038659.9125298606,875999.99999999919]
[null,1481,"50MW | 500MW | 125MW","Amarillo, TX",1,100,50,499.99999999999898,1999.99999999999,125,102757.75840683399,102757.75840683396,0,1918.3326093250801,771323.90898384003,6933662.0150284301,875999.99999999907]
[null,1482,"50MW | 500MW | 125MW","Amarillo, TX",2,100,50,499.99999999999898,1999.99999999999,125,102243.96961479999,102243.96961479993,0,1918.3326093250801,771837.69777587405,6938280.6166166598,875999.99999999907]
[null,1483,"50MW | 500MW | 125MW","Amarillo, TX",3,100,50,499.99999999999898,1999.99999999999,125,101730.18082276599,101730.18082276602,0,1918.3326093250801,772351.48656790797,6942899.2182049006,875999.99999999907]
[null,1484,"50MW | 500MW | 125MW","Amarillo, TX",4,100,50,499.99999999999898,1999.99999999999,125,101216.39203073199,101216.39203073199,0,1918.3326093250801,772865.275359942,6947517.8197931303,875999.99999999907]
[null,1485,"50MW | 500MW | 125MW","Amarillo, TX",5,100,50,499.99999999999898,1999.99999999999,125,100702.603238697,100702.60323869703,0,1918.3326093250801,773379.06415197696,6952136.4213813599,875999.99999999907]
[null,1486,"50MW | 500MW | 125MW","Amarillo, TX",6,100,50,499.99999999999898,1999.99999999999,125,100188.814446663,100188.814446663,0,1918.3326093250801,773892.85294401099,6956755.0229695998,875999.99999999907]
[null,1487,"50MW | 500MW | 125MW","Amarillo, TX",7,100,50,499.99999999999898,1999.99999999999,125,99675.025654629499,99675.02565462944,0,1918.3326093250801,774406.64173604501,6961373.6245578304,875999.99999999953]
[null,1488,"50MW | 500MW | 125MW","Amarillo, TX",8,100,50,499.99999999999898,1999.99999999999,125,99161.236862595295,99161.236862595295,0,1918.3326093250801,774920.43052807904,6965992.2261460591,875999.99999999942]
[null,1489,"50MW | 500MW | 125MW","Amarillo, TX",9,100,50,499.99999999999898,1999.99999999999,125,98647.448070561106,98647.448070561033,0,1918.3326093250801,775434.21932011296,6970610.8277342897,875999.99999999907]
[null,1490,"50MW | 500MW | 125MW","Amarillo, TX",10,100,50,499.99999999999898,1999.99999999999,125,98133.659278526902,98133.659278526888,0,1918.3326093250801,775948.00811214803,6975229.4293225305,876000]
[null,1491,"50MW | 500MW | 125MW","Amarillo, TX",11,100,50,499.99999999999898,1999.99999999999,125,97619.8704864928,97619.870486492742,0,1918.3326093250801,776461.79690418195,6979848.0309107602,875999.99999999977]
[null,1492,"50MW | 500MW | 125MW","Amarillo, TX",12,100,50,499.99999999999898,1999.99999999999,125,97106.081694458597,97106.081694458597,0,1918.3326093250801,776975.58569621597,6984466.6324989898,875999.99999999965]
[null,1493,"50MW | 500MW | 125MW","Amarillo, TX",13,100,50,499.99999999999898,1999.99999999999,125,96592.292902424393,96592.292902424335,0,1918.3326093250801,777489.37448825,6989085.2340872195,875999.99999999942]
[null,1494,"50MW | 500MW | 125MW","Amarillo, TX",14,100,50,499.99999999999898,1999.99999999999,125,96078.504110390306,96078.504110390306,0,1918.3326093250801,778003.16328028403,6993703.8356754603,875999.99999999942]
[null,1495,"50MW | 500MW | 125MW","Amarillo, TX",15,100,50,499.99999999999898,1999.99999999999,125,95564.715318356102,95564.715318356044,0,1918.3326093250801,778516.95207231794,6998322.4372636909,875999.99999999907]
[null,1496,"50MW | 500MW | 125MW","Amarillo, TX",16,100,50,499.99999999999898,1999.99999999999,125,95050.926526321899,95050.926526321899,0,1918.3326093250801,779030.74086435302,7002941.0388519196,876000]
[null,1497,"50MW | 500MW | 125MW","Amarillo, TX",17,100,50,499.99999999999898,1999.99999999999,125,94537.137734287695,94537.137734287637,0,1918.3326093250801,779544.52965638705,7007559.6404401604,875999.99999999977]
[null,1498,"50MW | 500MW | 125MW","Amarillo, TX",18,100,50,499.99999999999898,1999.99999999999,125,94023.348942253593,94023.348942253608,0,1918.3326093250801,780058.31844842096,7012178.2420283901,875999.99999999965]
[null,1499,"50MW | 500MW | 125MW","Amarillo, TX",19,100,50,499.99999999999898,1999.99999999999,125,93509.560150219404,93509.560150219346,0,1918.3326093250801,780572.10724045499,7016796.8436166197,875999.99999999942]
[null,1500,"50MW | 500MW | 125MW","Amarillo, TX",20,100,50,499.99999999999898,1999.99999999999,125,92995.7713581852,92995.771358185215,0,0,783004.22864181397,7038659.9125298606,875999.99999999919]
[null,1501,"50MW | 550MW | 0MW","Amarillo, TX",1,100,50,550,2200,0,102757.75840683399,102757.75840683399,0,2110.1658702575901,0,0,104867.92427709159]
[null,1502,"50MW | 550MW | 0MW","Amarillo, TX",2,100,50,550,2200,0,102243.96961479999,102243.96961479999,0,2110.1658702575901,0,0,104354.13548505759]
[null,1503,"50MW | 550MW | 0MW","Amarillo, TX",3,100,50,550,2200,0,101730.18082276599,101730.18082276599,0,2110.1658702575901,0,0,103840.34669302359]
[null,1504,"50MW | 550MW | 0MW","Amarillo, TX",4,100,50,550,2200,0,101216.39203073199,101216.39203073199,0,2110.1658702575901,0,0,103326.55790098959]
[null,1505,"50MW | 550MW | 0MW","Amarillo, TX",5,100,50,550,2200,0,100702.603238697,100702.603238697,0,2110.1658702575901,0,0,102812.7691089546]
[null,1506,"50MW | 550MW | 0MW","Amarillo, TX",6,100,50,550,2200,0,100188.814446663,100188.814446663,0,2110.1658702575901,0,0,102298.9803169206]
[null,1507,"50MW | 550MW | 0MW","Amarillo, TX",7,100,50,550,2200,0,99675.025654629499,99675.025654629499,0,2110.1658702575901,0,0,101785.19152488709]
[null,1508,"50MW | 550MW | 0MW","Amarillo, TX",8,100,50,550,2200,0,99161.236862595295,99161.236862595295,0,2110.1658702575901,0,0,101271.40273285289]
[null,1509,"50MW | 550MW | 0MW","Amarillo, TX",9,100,50,550,2200,0,98647.448070561106,98647.448070561106,0,2110.1658702575901,0,0,100757.6139408187]
[null,1510,"50MW | 550MW | 0MW","Amarillo, TX",10,100,50,550,2200,0,98133.659278526902,98133.659278526902,0,2110.1658702575901,0,0,100243.8251487845]
[null,1511,"50MW | 550MW | 0MW","Amarillo, TX",11,100,50,550,2200,0,97619.8704864928,97619.8704864928,0,2110.1658702575901,0,0,99730.036356750395]
[null,1512,"50MW | 550MW | 0MW","Amarillo, TX",12,100,50,550,2200,0,97106.081694458597,97106.081694458597,0,2110.1658702575901,0,0,99216.247564716192]
[null,1513,"50MW | 550MW | 0MW","Amarillo, TX",13,100,50,550,2200,0,96592.292902424393,96592.292902424393,0,2110.1658702575901,0,0,98702.458772681988]
[null,1514,"50MW | 550MW | 0MW","Amarillo, TX",14,100,50,550,2200,0,96078.504110390306,96078.504110390306,0,2110.1658702575901,0,0,98188.669980647901]
[null,1515,"50MW | 550MW | 0MW","Amarillo, TX",15,100,50,550,2200,0,95564.715318356102,95564.715318356102,0,2110.1658702575901,0,0,97674.881188613697]
[null,1516,"50MW | 550MW | 0MW","Amarillo, TX",16,100,50,550,2200,0,95050.926526321899,95050.926526321899,0,2110.1658702575901,0,0,97161.092396579494]
[null,1517,"50MW | 550MW | 0MW","Amarillo, TX",17,100,50,550,2200,0,94537.137734287695,94537.137734287695,0,2110.1658702575901,0,0,96647.30360454529]
[null,1518,"50MW | 550MW | 0MW","Amarillo, TX",18,100,50,550,2200,0,94023.348942253593,94023.348942253593,0,2110.1658702575901,0,0,96133.514812511188]
[null,1519,"50MW | 550MW | 0MW","Amarillo, TX",19,100,50,550,2200,0,93509.560150219404,93509.560150219404,0,2110.1658702575901,0,0,95619.726020476999]
[null,1520,"50MW | 550MW | 0MW","Amarillo, TX",20,100,50,550,2200,0,92995.7713581852,92995.7713581852,0,0,0,0,92995.7713581852]
[null,1521,"50MW | 550MW | 100MW","Amarillo, TX",1,100,50,550,2200,100,102757.75840683399,102757.75840683392,0,2110.1658702575901,771132.07572290697,6931937.5682959296,875999.99999999837]
[null,1522,"50MW | 550MW | 100MW","Amarillo, TX",2,100,50,550,2200,100,102243.96961479999,102243.96961479989,0,2110.1658702575901,771645.86451494205,6936556.1698841602,875999.99999999953]
[null,1523,"50MW | 550MW | 100MW","Amarillo, TX",3,100,50,550,2200,100,101730.18082276599,101730.18082276598,0,2110.1658702575901,772159.65330697596,6941174.7714724001,875999.99999999953]
[null,1524,"50MW | 550MW | 100MW","Amarillo, TX",4,100,50,550,2200,100,101216.39203073199,101216.39203073195,0,2110.1658702575901,772673.44209900999,6945793.3730606297,875999.99999999953]
[null,1525,"50MW | 550MW | 100MW","Amarillo, TX",5,100,50,550,2200,100,100702.603238697,100702.60323869699,0,2110.1658702575901,773187.23089104402,6950411.9746488603,875999.9999999986]
[null,1526,"50MW | 550MW | 100MW","Amarillo, TX",6,100,50,550,2200,100,100188.814446663,100188.81444666296,0,2110.1658702575901,773701.01968307805,6955030.5762370992,875999.9999999986]
[null,1527,"50MW | 550MW | 100MW","Amarillo, TX",7,100,50,550,2200,100,99675.025654629499,99675.025654629397,0,2110.1658702575901,774214.80847511196,6959649.1778253298,875999.99999999884]
[null,1528,"50MW | 550MW | 100MW","Amarillo, TX",8,100,50,550,2200,100,99161.236862595295,99161.236862595251,0,2110.1658702575901,774728.59726714704,6964267.7794135595,875999.99999999977]
[null,1529,"50MW | 550MW | 100MW","Amarillo, TX",9,100,50,550,2200,100,98647.448070561106,98647.448070560989,0,2110.1658702575901,775242.38605918095,6968886.3810017901,875999.99999999953]
[null,1530,"50MW | 550MW | 100MW","Amarillo, TX",10,100,50,550,2200,100,98133.659278526902,98133.659278526844,0,2110.1658702575901,775756.17485121498,6973504.9825900299,875999.9999999993]
[null,1531,"50MW | 550MW | 100MW","Amarillo, TX",11,100,50,550,2200,100,97619.8704864928,97619.870486492699,0,2110.1658702575901,776269.96364324901,6978123.5841782596,875999.9999999993]
[null,1532,"50MW | 550MW | 100MW","Amarillo, TX",12,100,50,550,2200,100,97106.081694458597,97106.081694458553,0,2110.1658702575901,776783.75243528304,6982742.1857664902,875999.99999999907]
[null,1533,"50MW | 550MW | 100MW","Amarillo, TX",13,100,50,550,2200,100,96592.292902424393,96592.292902424291,0,2110.1658702575901,777297.541227318,6987360.7873547198,875999.99999999977]
[null,1534,"50MW | 550MW | 100MW","Amarillo, TX",14,100,50,550,2200,100,96078.504110390306,96078.504110390262,0,2110.1658702575901,777811.33001935203,6991979.3889429597,875999.99999999977]
[null,1535,"50MW | 550MW | 100MW","Amarillo, TX",15,100,50,550,2200,100,95564.715318356102,95564.715318356,0,2110.1658702575901,778325.11881138606,6996597.9905311903,875999.99999999953]
[null,1536,"50MW | 550MW | 100MW","Amarillo, TX",16,100,50,550,2200,100,95050.926526321899,95050.926526321855,0,2110.1658702575901,778838.90760341997,7001216.5921194199,875999.9999999993]
[null,1537,"50MW | 550MW | 100MW","Amarillo, TX",17,100,50,550,2200,100,94537.137734287695,94537.137734287593,0,2110.1658702575901,779352.696395454,7005835.1937076598,875999.99999999907]
[null,1538,"50MW | 550MW | 100MW","Amarillo, TX",18,100,50,550,2200,100,94023.348942253593,94023.348942253564,0,2110.1658702575901,779866.48518748803,7010453.7952958895,875999.99999999907]
[null,1539,"50MW | 550MW | 100MW","Amarillo, TX",19,100,50,550,2200,100,93509.560150219404,93509.560150219302,0,2110.1658702575901,780380.27397952299,7015072.3968841201,875999.99999999977]
[null,1540,"50MW | 550MW | 100MW","Amarillo, TX",20,100,50,550,2200,100,92995.7713581852,92995.771358185215,0,0,783004.22864181397,7038659.9125298606,875999.99999999919]
[null,1541,"50MW | 550MW | 125MW","Amarillo, TX",1,100,50,550,2200,125,102757.75840683399,102757.75840683392,0,2110.1658702575901,771132.07572290697,6931937.5682959296,875999.99999999837]
[null,1542,"50MW | 550MW | 125MW","Amarillo, TX",2,100,50,550,2200,125,102243.96961479999,102243.96961479989,0,2110.1658702575901,771645.86451494205,6936556.1698841602,875999.99999999953]
[null,1543,"50MW | 550MW | 125MW","Amarillo, TX",3,100,50,550,2200,125,101730.18082276599,101730.18082276598,0,2110.1658702575901,772159.65330697596,6941174.7714724001,875999.99999999953]
[null,1544,"50MW | 550MW | 125MW","Amarillo, TX",4,100,50,550,2200,125,101216.39203073199,101216.39203073195,0,2110.1658702575901,772673.44209900999,6945793.3730606297,875999.99999999953]
[null,1545,"50MW | 550MW | 125MW","Amarillo, TX",5,100,50,550,2200,125,100702.603238697,100702.60323869699,0,2110.1658702575901,773187.23089104402,6950411.9746488603,875999.9999999986]
[null,1546,"50MW | 550MW | 125MW","Amarillo, TX",6,100,50,550,2200,125,100188.814446663,100188.81444666296,0,2110.1658702575901,773701.01968307805,6955030.5762370992,875999.9999999986]
[null,1547,"50MW | 550MW | 125MW","Amarillo, TX",7,100,50,550,2200,125,99675.025654629499,99675.025654629397,0,2110.1658702575901,774214.80847511196,6959649.1778253298,875999.99999999884]
[null,1548,"50MW | 550MW | 125MW","Amarillo, TX",8,100,50,550,2200,125,99161.236862595295,99161.236862595251,0,2110.1658702575901,774728.59726714704,6964267.7794135595,875999.99999999977]
[null,1549,"50MW | 550MW | 125MW","Amarillo, TX",9,100,50,550,2200,125,98647.448070561106,98647.448070560989,0,2110.1658702575901,775242.38605918095,6968886.3810017901,875999.99999999953]
[null,1550,"50MW | 550MW | 125MW","Amarillo, TX",10,100,50,550,2200,125,98133.659278526902,98133.659278526844,0,2110.1658702575901,775756.17485121498,6973504.9825900299,875999.9999999993]
[null,1551,"50MW | 550MW | 125MW","Amarillo, TX",11,100,50,550,2200,125,97619.8704864928,97619.870486492699,0,2110.1658702575901,776269.96364324901,6978123.5841782596,875999.9999999993]
[null,1552,"50MW | 550MW | 125MW","Amarillo, TX",12,100,50,550,2200,125,97106.081694458597,97106.081694458553,0,2110.1658702575901,776783.75243528304,6982742.1857664902,875999.99999999907]
[null,1553,"50MW | 550MW | 125MW","Amarillo, TX",13,100,50,550,2200,125,96592.292902424393,96592.292902424291,0,2110.1658702575901,777297.541227318,6987360.7873547198,875999.99999999977]
[null,1554,"50MW | 550MW | 125MW","Amarillo, TX",14,100,50,550,2200,125,96078.504110390306,96078.504110390262,0,2110.1658702575901,777811.33001935203,6991979.3889429597,875999.99999999977]
[null,1555,"50MW | 550MW | 125MW","Amarillo, TX",15,100,50,550,2200,125,95564.715318356102,95564.715318356,0,2110.1658702575901,778325.11881138606,6996597.9905311903,875999.99999999953]
[null,1556,"50MW | 550MW | 125MW","Amarillo, TX",16,100,50,550,2200,125,95050.926526321899,95050.926526321855,0,2110.1658702575901,778838.90760341997,7001216.5921194199,875999.9999999993]
[null,1557,"50MW | 550MW | 125MW","Amarillo, TX",17,100,50,550,2200,125,94537.137734287695,94537.137734287593,0,2110.1658702575901,779352.696395454,7005835.1937076598,875999.99999999907]
[null,1558,"50MW | 550MW | 125MW","Amarillo, TX",18,100,50,550,2200,125,94023.348942253593,94023.348942253564,0,2110.1658702575901,779866.48518748803,7010453.7952958895,875999.99999999907]
[null,1559,"50MW | 550MW | 125MW","Amarillo, TX",19,100,50,550,2200,125,93509.560150219404,93509.560150219302,0,2110.1658702575901,780380.27397952299,7015072.3968841201,875999.99999999977]
[null,1560,"50MW | 550MW | 125MW","Amarillo, TX",20,100,50,550,2200,125,92995.7713581852,92995.771358185215,0,0,783004.22864181397,7038659.9125298606,875999.99999999919]
[null,1561,"50MW | 600MW | 0MW","Amarillo, TX",1,100,50,599.99999999999898,2399.99999999999,0,102757.75840683399,102757.75840683399,0,2301.9991311900999,0,0,105059.75753802409]
[null,1562,"50MW | 600MW | 0MW","Amarillo, TX",2,100,50,599.99999999999898,2399.99999999999,0,102243.96961479999,102243.96961479999,0,2301.9991311900999,0,0,104545.96874599009]
[null,1563,"50MW | 600MW | 0MW","Amarillo, TX",3,100,50,599.99999999999898,2399.99999999999,0,101730.18082276599,101730.18082276599,0,2301.9991311900999,0,0,104032.17995395609]
[null,1564,"50MW | 600MW | 0MW","Amarillo, TX",4,100,50,599.99999999999898,2399.99999999999,0,101216.39203073199,101216.39203073199,0,2301.9991311900999,0,0,103518.39116192209]
[null,1565,"50MW | 600MW | 0MW","Amarillo, TX",5,100,50,599.99999999999898,2399.99999999999,0,100702.603238697,100702.603238697,0,2301.9991311900999,0,0,103004.6023698871]
[null,1566,"50MW | 600MW | 0MW","Amarillo, TX",6,100,50,599.99999999999898,2399.99999999999,0,100188.814446663,100188.814446663,0,2301.9991311900999,0,0,102490.8135778531]
[null,1567,"50MW | 600MW | 0MW","Amarillo, TX",7,100,50,599.99999999999898,2399.99999999999,0,99675.025654629499,99675.025654629499,0,2301.9991311900999,0,0,101977.02478581959]
[null,1568,"50MW | 600MW | 0MW","Amarillo, TX",8,100,50,599.99999999999898,2399.99999999999,0,99161.236862595295,99161.236862595295,0,2301.9991311900999,0,0,101463.23599378539]
[null,1569,"50MW | 600MW | 0MW","Amarillo, TX",9,100,50,599.99999999999898,2399.99999999999,0,98647.448070561106,98647.448070561106,0,2301.9991311900999,0,0,100949.4472017512]
[null,1570,"50MW | 600MW | 0MW","Amarillo, TX",10,100,50,599.99999999999898,2399.99999999999,0,98133.659278526902,98133.659278526902,0,2301.9991311900999,0,0,100435.658409717]
[null,1571,"50MW | 600MW | 0MW","Amarillo, TX",11,100,50,599.99999999999898,2399.99999999999,0,97619.8704864928,97619.8704864928,0,2301.9991311900999,0,0,99921.869617682896]
[null,1572,"50MW | 600MW | 0MW","Amarillo, TX",12,100,50,599.99999999999898,2399.99999999999,0,97106.081694458597,97106.081694458597,0,2301.9991311900999,0,0,99408.080825648693]
[null,1573,"50MW | 600MW | 0MW","Amarillo, TX",13,100,50,599.99999999999898,2399.99999999999,0,96592.292902424393,96592.292902424393,0,2301.9991311900999,0,0,98894.292033614489]
[null,1574,"50MW | 600MW | 0MW","Amarillo, TX",14,100,50,599.99999999999898,2399.99999999999,0,96078.504110390306,96078.504110390306,0,2301.9991311900999,0,0,98380.503241580402]
[null,1575,"50MW | 600MW | 0MW","Amarillo, TX",15,100,50,599.99999999999898,2399.99999999999,0,95564.715318356102,95564.715318356102,0,2301.9991311900999,0,0,97866.714449546198]
[null,1576,"50MW | 600MW | 0MW","Amarillo, TX",16,100,50,599.99999999999898,2399.99999999999,0,95050.926526321899,95050.926526321899,0,2301.9991311900999,0,0,97352.925657511994]
[null,1577,"50MW | 600MW | 0MW","Amarillo, TX",17,100,50,599.99999999999898,2399.99999999999,0,94537.137734287695,94537.137734287695,0,2301.9991311900999,0,0,96839.136865477791]
[null,1578,"50MW | 600MW | 0MW","Amarillo, TX",18,100,50,599.99999999999898,2399.99999999999,0,94023.348942253593,94023.348942253593,0,2301.9991311900999,0,0,96325.348073443689]
[null,1579,"50MW | 600MW | 0MW","Amarillo, TX",19,100,50,599.99999999999898,2399.99999999999,0,93509.560150219404,93509.560150219404,0,2301.9991311900999,0,0,95811.5592814095]
[null,1580,"50MW | 600MW | 0MW","Amarillo, TX",20,100,50,599.99999999999898,2399.99999999999,0,92995.7713581852,92995.7713581852,0,0,0,0,92995.7713581852]
[null,1581,"50MW | 600MW | 100MW","Amarillo, TX",1,100,50,599.99999999999898,2399.99999999999,100,102757.75840683399,102757.75840683401,0,2301.9991311900999,770940.24246197497,6930213.1215634299,875999.99999999907]
[null,1582,"50MW | 600MW | 100MW","Amarillo, TX",2,100,50,599.99999999999898,2399.99999999999,100,102243.96961479999,102243.96961479998,0,2301.9991311900999,771454.03125400899,6934831.7231516605,875999.99999999907]
[null,1583,"50MW | 600MW | 100MW","Amarillo, TX",3,100,50,599.99999999999898,2399.99999999999,100,101730.18082276599,101730.18082276607,0,2301.9991311900999,771967.82004604302,6939450.3247398892,875999.99999999919]
[null,1584,"50MW | 600MW | 100MW","Amarillo, TX",4,100,50,599.99999999999898,2399.99999999999,100,101216.39203073199,101216.39203073204,0,2301.9991311900999,772481.60883807705,6944068.9263281301,875999.99999999919]
[null,1585,"50MW | 600MW | 100MW","Amarillo, TX",5,100,50,599.99999999999898,2399.99999999999,100,100702.603238697,100702.60323869708,0,2301.9991311900999,772995.39763011201,6948687.5279163606,875999.99999999919]
[null,1586,"50MW | 600MW | 100MW","Amarillo, TX",6,100,50,599.99999999999898,2399.99999999999,100,100188.814446663,100188.81444666305,0,2301.9991311900999,773509.18642214604,6953306.1295045903,875999.99999999919]
[null,1587,"50MW | 600MW | 100MW","Amarillo, TX",7,100,50,599.99999999999898,2399.99999999999,100,99675.025654629499,99675.025654629484,0,2301.9991311900999,774022.97521417995,6957924.7310928302,875999.99999999953]
[null,1588,"50MW | 600MW | 100MW","Amarillo, TX",8,100,50,599.99999999999898,2399.99999999999,100,99161.236862595295,99161.236862595339,0,2301.9991311900999,774536.76400621398,6962543.3326810598,875999.99999999942]
[null,1589,"50MW | 600MW | 100MW","Amarillo, TX",9,100,50,599.99999999999898,2399.99999999999,100,98647.448070561106,98647.448070561193,0,2301.9991311900999,775050.55279824801,6967161.9342692904,875999.9999999993]
[null,1590,"50MW | 600MW | 100MW","Amarillo, TX",10,100,50,599.99999999999898,2399.99999999999,100,98133.659278526902,98133.659278526931,0,2301.9991311900999,775564.34159028297,6971780.5358575191,876000]
[null,1591,"50MW | 600MW | 100MW","Amarillo, TX",11,100,50,599.99999999999898,2399.99999999999,100,97619.8704864928,97619.870486492786,0,2301.9991311900999,776078.130382317,6976399.13744576,875999.99999999988]
[null,1592,"50MW | 600MW | 100MW","Amarillo, TX",12,100,50,599.99999999999898,2399.99999999999,100,97106.081694458597,97106.08169445864,0,2301.9991311900999,776591.91917435103,6981017.7390339905,875999.99999999977]
[null,1593,"50MW | 600MW | 100MW","Amarillo, TX",13,100,50,599.99999999999898,2399.99999999999,100,96592.292902424393,96592.292902424379,0,2301.9991311900999,777105.70796638494,6985636.3406222202,875999.99999999942]
[null,1594,"50MW | 600MW | 100MW","Amarillo, TX",14,100,50,599.99999999999898,2399.99999999999,100,96078.504110390306,96078.50411039035,0,2301.9991311900999,777619.49675841897,6990254.9422104601,875999.99999999942]
[null,1595,"50MW | 600MW | 100MW","Amarillo, TX",15,100,50,599.99999999999898,2399.99999999999,100,95564.715318356102,95564.715318356088,0,2301.9991311900999,778133.285550453,6994873.5437986907,875999.99999999919]
[null,1596,"50MW | 600MW | 100MW","Amarillo, TX",16,100,50,599.99999999999898,2399.99999999999,100,95050.926526321899,95050.926526321942,0,2301.9991311900999,778647.07434248796,6999492.1453869203,876000]
[null,1597,"50MW | 600MW | 100MW","Amarillo, TX",17,100,50,599.99999999999898,2399.99999999999,100,94537.137734287695,94537.13773428768,0,2301.9991311900999,779160.86313452199,7004110.74697515,875999.99999999977]
[null,1598,"50MW | 600MW | 100MW","Amarillo, TX",18,100,50,599.99999999999898,2399.99999999999,100,94023.348942253593,94023.348942253651,0,2301.9991311900999,779674.65192655602,7008729.3485633899,875999.99999999977]
[null,1599,"50MW | 600MW | 100MW","Amarillo, TX",19,100,50,599.99999999999898,2399.99999999999,100,93509.560150219404,93509.560150219389,0,2301.9991311900999,780188.44071859005,7013347.9501516204,875999.99999999953]
[null,1600,"50MW | 600MW | 100MW","Amarillo, TX",20,100,50,599.99999999999898,2399.99999999999,100,92995.7713581852,92995.771358185215,0,0,783004.22864181397,7038659.9125298606,875999.99999999919]
[null,1601,"50MW | 600MW | 125MW","Amarillo, TX",1,100,50,599.99999999999898,2399.99999999999,125,102757.75840683399,102757.75840683401,0,2301.9991311900999,770940.24246197497,6930213.1215634299,875999.99999999907]
[null,1602,"50MW | 600MW | 125MW","Amarillo, TX",2,100,50,599.99999999999898,2399.99999999999,125,102243.96961479999,102243.96961479998,0,2301.9991311900999,771454.03125400899,6934831.7231516605,875999.99999999907]
[null,1603,"50MW | 600MW | 125MW","Amarillo, TX",3,100,50,599.99999999999898,2399.99999999999,125,101730.18082276599,101730.18082276607,0,2301.9991311900999,771967.82004604302,6939450.3247398892,875999.99999999919]
[null,1604,"50MW | 600MW | 125MW","Amarillo, TX",4,100,50,599.99999999999898,2399.99999999999,125,101216.39203073199,101216.39203073204,0,2301.9991311900999,772481.60883807705,6944068.9263281301,875999.99999999919]
[null,1605,"50MW | 600MW | 125MW","Amarillo, TX",5,100,50,599.99999999999898,2399.99999999999,125,100702.603238697,100702.60323869708,0,2301.9991311900999,772995.39763011201,6948687.5279163606,875999.99999999919]
[null,1606,"50MW | 600MW | 125MW","Amarillo, TX",6,100,50,599.99999999999898,2399.99999999999,125,100188.814446663,100188.81444666305,0,2301.9991311900999,773509.18642214604,6953306.1295045903,875999.99999999919]
[null,1607,"50MW | 600MW | 125MW","Amarillo, TX",7,100,50,599.99999999999898,2399.99999999999,125,99675.025654629499,99675.025654629484,0,2301.9991311900999,774022.97521417995,6957924.7310928302,875999.99999999953]
[null,1608,"50MW | 600MW | 125MW","Amarillo, TX",8,100,50,599.99999999999898,2399.99999999999,125,99161.236862595295,99161.236862595339,0,2301.9991311900999,774536.76400621398,6962543.3326810598,875999.99999999942]
[null,1609,"50MW | 600MW | 125MW","Amarillo, TX",9,100,50,599.99999999999898,2399.99999999999,125,98647.448070561106,98647.448070561193,0,2301.9991311900999,775050.55279824801,6967161.9342692904,875999.9999999993]
[null,1610,"50MW | 600MW | 125MW","Amarillo, TX",10,100,50,599.99999999999898,2399.99999999999,125,98133.659278526902,98133.659278526931,0,2301.9991311900999,775564.34159028297,6971780.5358575191,876000]
[null,1611,"50MW | 600MW | 125MW","Amarillo, TX",11,100,50,599.99999999999898,2399.99999999999,125,97619.8704864928,97619.870486492786,0,2301.9991311900999,776078.130382317,6976399.13744576,875999.99999999988]
[null,1612,"50MW | 600MW | 125MW","Amarillo, TX",12,100,50,599.99999999999898,2399.99999999999,125,97106.081694458597,97106.08169445864,0,2301.9991311900999,776591.91917435103,6981017.7390339905,875999.99999999977]
[null,1613,"50MW | 600MW | 125MW","Amarillo, TX",13,100,50,599.99999999999898,2399.99999999999,125,96592.292902424393,96592.292902424379,0,2301.9991311900999,777105.70796638494,6985636.3406222202,875999.99999999942]
[null,1614,"50MW | 600MW | 125MW","Amarillo, TX",14,100,50,599.99999999999898,2399.99999999999,125,96078.504110390306,96078.50411039035,0,2301.9991311900999,777619.49675841897,6990254.9422104601,875999.99999999942]
[null,1615,"50MW | 600MW | 125MW","Amarillo, TX",15,100,50,599.99999999999898,2399.99999999999,125,95564.715318356102,95564.715318356088,0,2301.9991311900999,778133.285550453,6994873.5437986907,875999.99999999919]
[null,1616,"50MW | 600MW | 125MW","Amarillo, TX",16,100,50,599.99999999999898,2399.99999999999,125,95050.926526321899,95050.926526321942,0,2301.9991311900999,778647.07434248796,6999492.1453869203,876000]
[null,1617,"50MW | 600MW | 125MW","Amarillo, TX",17,100,50,599.99999999999898,2399.99999999999,125,94537.137734287695,94537.13773428768,0,2301.9991311900999,779160.86313452199,7004110.74697515,875999.99999999977]
[null,1618,"50MW | 600MW | 125MW","Amarillo, TX",18,100,50,599.99999999999898,2399.99999999999,125,94023.348942253593,94023.348942253651,0,2301.9991311900999,779674.65192655602,7008729.3485633899,875999.99999999977]
[null,1619,"50MW | 600MW | 125MW","Amarillo, TX",19,100,50,599.99999999999898,2399.99999999999,125,93509.560150219404,93509.560150219389,0,2301.9991311900999,780188.44071859005,7013347.9501516204,875999.99999999953]
[null,1620,"50MW | 600MW | 125MW","Amarillo, TX",20,100,50,599.99999999999898,2399.99999999999,125,92995.7713581852,92995.771358185215,0,0,783004.22864181397,7038659.9125298606,875999.99999999919]
[null,1621,"50MW | 650MW | 0MW","Amarillo, TX",1,100,50,649.99999999999898,2599.99999999999,0,102757.75840683399,102757.75840683399,0,2493.8323921226101,0,0,105251.5907989566]
[null,1622,"50MW | 650MW | 0MW","Amarillo, TX",2,100,50,649.99999999999898,2599.99999999999,0,102243.96961479999,102243.96961479999,0,2493.8323921226101,0,0,104737.8020069226]
[null,1623,"50MW | 650MW | 0MW","Amarillo, TX",3,100,50,649.99999999999898,2599.99999999999,0,101730.18082276599,101730.18082276599,0,2493.8323921226101,0,0,104224.0132148886]
[null,1624,"50MW | 650MW | 0MW","Amarillo, TX",4,100,50,649.99999999999898,2599.99999999999,0,101216.39203073199,101216.39203073199,0,2493.8323921226101,0,0,103710.2244228546]
[null,1625,"50MW | 650MW | 0MW","Amarillo, TX",5,100,50,649.99999999999898,2599.99999999999,0,100702.603238697,100702.603238697,0,2493.8323921226101,0,0,103196.43563081961]
[null,1626,"50MW | 650MW | 0MW","Amarillo, TX",6,100,50,649.99999999999898,2599.99999999999,0,100188.814446663,100188.814446663,0,2493.8323921226101,0,0,102682.64683878561]
[null,1627,"50MW | 650MW | 0MW","Amarillo, TX",7,100,50,649.99999999999898,2599.99999999999,0,99675.025654629499,99675.025654629499,0,2493.8323921226101,0,0,102168.85804675211]
[null,1628,"50MW | 650MW | 0MW","Amarillo, TX",8,100,50,649.99999999999898,2599.99999999999,0,99161.236862595295,99161.236862595295,0,2493.8323921226101,0,0,101655.06925471791]
[null,1629,"50MW | 650MW | 0MW","Amarillo, TX",9,100,50,649.99999999999898,2599.99999999999,0,98647.448070561106,98647.448070561106,0,2493.8323921226101,0,0,101141.28046268372]
[null,1630,"50MW | 650MW | 0MW","Amarillo, TX",10,100,50,649.99999999999898,2599.99999999999,0,98133.659278526902,98133.659278526902,0,2493.8323921226101,0,0,100627.49167064951]
[null,1631,"50MW | 650MW | 0MW","Amarillo, TX",11,100,50,649.99999999999898,2599.99999999999,0,97619.8704864928,97619.8704864928,0,2493.8323921226101,0,0,100113.70287861541]
[null,1632,"50MW | 650MW | 0MW","Amarillo, TX",12,100,50,649.99999999999898,2599.99999999999,0,97106.081694458597,97106.081694458597,0,2493.8323921226101,0,0,99599.914086581208]
[null,1633,"50MW | 650MW | 0MW","Amarillo, TX",13,100,50,649.99999999999898,2599.99999999999,0,96592.292902424393,96592.292902424393,0,2493.8323921226101,0,0,99086.125294547004]
[null,1634,"50MW | 650MW | 0MW","Amarillo, TX",14,100,50,649.99999999999898,2599.99999999999,0,96078.504110390306,96078.504110390306,0,2493.8323921226101,0,0,98572.336502512917]
[null,1635,"50MW | 650MW | 0MW","Amarillo, TX",15,100,50,649.99999999999898,2599.99999999999,0,95564.715318356102,95564.715318356102,0,2493.8323921226101,0,0,98058.547710478713]
[null,1636,"50MW | 650MW | 0MW","Amarillo, TX",16,100,50,649.99999999999898,2599.99999999999,0,95050.926526321899,95050.926526321899,0,2493.8323921226101,0,0,97544.75891844451]
[null,1637,"50MW | 650MW | 0MW","Amarillo, TX",17,100,50,649.99999999999898,2599.99999999999,0,94537.137734287695,94537.137734287695,0,2493.8323921226101,0,0,97030.970126410306]
[null,1638,"50MW | 650MW | 0MW","Amarillo, TX",18,100,50,649.99999999999898,2599.99999999999,0,94023.348942253593,94023.348942253593,0,2493.8323921226101,0,0,96517.181334376204]
[null,1639,"50MW | 650MW | 0MW","Amarillo, TX",19,100,50,649.99999999999898,2599.99999999999,0,93509.560150219404,93509.560150219404,0,2493.8323921226101,0,0,96003.392542342015]
[null,1640,"50MW | 650MW | 0MW","Amarillo, TX",20,100,50,649.99999999999898,2599.99999999999,0,92995.7713581852,92995.7713581852,0,0,0,0,92995.7713581852]
[null,1641,"50MW | 650MW | 100MW","Amarillo, TX",1,100,50,649.99999999999898,2599.99999999999,100,102757.75840683399,102757.75840683396,0,2493.8323921226101,770748.40920104296,6928488.6748309294,875999.99999999953]
[null,1642,"50MW | 650MW | 100MW","Amarillo, TX",2,100,50,649.99999999999898,2599.99999999999,100,102243.96961479999,102243.96961479993,0,2493.8323921226101,771262.19799307699,6933107.27641916,875999.99999999953]
[null,1643,"50MW | 650MW | 100MW","Amarillo, TX",3,100,50,649.99999999999898,2599.99999999999,100,101730.18082276599,101730.18082276602,0,2493.8323921226101,771775.98678511102,6937725.8780073896,875999.99999999965]
[null,1644,"50MW | 650MW | 100MW","Amarillo, TX",4,100,50,649.99999999999898,2599.99999999999,100,101216.39203073199,101216.39203073199,0,2493.8323921226101,772289.77557714505,6942344.4795956295,875999.99999999965]
[null,1645,"50MW | 650MW | 100MW","Amarillo, TX",5,100,50,649.99999999999898,2599.99999999999,100,100702.603238697,100702.60323869703,0,2493.8323921226101,772803.56436917896,6946963.0811838601,875999.9999999986]
[null,1646,"50MW | 650MW | 100MW","Amarillo, TX",6,100,50,649.99999999999898,2599.99999999999,100,100188.814446663,100188.814446663,0,2493.8323921226101,773317.35316121299,6951581.6827720897,875999.9999999986]
[null,1647,"50MW | 650MW | 100MW","Amarillo, TX",7,100,50,649.99999999999898,2599.99999999999,100,99675.025654629499,99675.02565462944,0,2493.8323921226101,773831.14195324795,6956200.2843603296,876000]
[null,1648,"50MW | 650MW | 100MW","Amarillo, TX",8,100,50,649.99999999999898,2599.99999999999,100,99161.236862595295,99161.236862595295,0,2493.8323921226101,774344.93074528198,6960818.8859485593,875999.99999999988]
[null,1649,"50MW | 650MW | 100MW","Amarillo, TX",9,100,50,649.99999999999898,2599.99999999999,100,98647.448070561106,98647.44807056115,0,2493.8323921226101,774858.71953731601,6965437.4875367898,875999.99999999977]
[null,1650,"50MW | 650MW | 100MW","Amarillo, TX",10,100,50,649.99999999999898,2599.99999999999,100,98133.659278526902,98133.659278526888,0,2493.8323921226101,775372.50832935004,6970056.0891250195,875999.99999999953]
[null,1651,"50MW | 650MW | 100MW","Amarillo, TX",11,100,50,649.99999999999898,2599.99999999999,100,97619.8704864928,97619.870486492742,0,2493.8323921226101,775886.29712138395,6974674.6907132594,875999.9999999993]
[null,1652,"50MW | 650MW | 100MW","Amarillo, TX",12,100,50,649.99999999999898,2599.99999999999,100,97106.081694458597,97106.081694458597,0,2493.8323921226101,776400.08591341798,6979293.29230149,875999.99999999919]
[null,1653,"50MW | 650MW | 100MW","Amarillo, TX",13,100,50,649.99999999999898,2599.99999999999,100,96592.292902424393,96592.292902424335,0,2493.8323921226101,776913.87470545201,6983911.8938897196,875999.99999999895]
[null,1654,"50MW | 650MW | 100MW","Amarillo, TX",14,100,50,649.99999999999898,2599.99999999999,100,96078.504110390306,96078.504110390306,0,2493.8323921226101,777427.66349748697,6988530.4954779595,875999.99999999988]
[null,1655,"50MW | 650MW | 100MW","Amarillo, TX",15,100,50,649.99999999999898,2599.99999999999,100,95564.715318356102,95564.715318356044,0,2493.8323921226101,777941.452289521,6993149.0970661901,875999.99999999965]
[null,1656,"50MW | 650MW | 100MW","Amarillo, TX",16,100,50,649.99999999999898,2599.99999999999,100,95050.926526321899,95050.926526321899,0,2493.8323921226101,778455.24108155502,6997767.6986544197,875999.99999999953]
[null,1657,"50MW | 650MW | 100MW","Amarillo, TX",17,100,50,649.99999999999898,2599.99999999999,100,94537.137734287695,94537.137734287637,0,2493.8323921226101,778969.02987358905,7002386.3002426503,875999.9999999993]
[null,1658,"50MW | 650MW | 100MW","Amarillo, TX",18,100,50,649.99999999999898,2599.99999999999,100,94023.348942253593,94023.348942253608,0,2493.8323921226101,779482.81866562297,7007004.9018308893,875999.99999999919]
[null,1659,"50MW | 650MW | 100MW","Amarillo, TX",19,100,50,649.99999999999898,2599.99999999999,100,93509.560150219404,93509.560150219346,0,2493.8323921226101,779996.607457657,7011623.5034191199,875999.99999999895]
[null,1660,"50MW | 650MW | 100MW","Amarillo, TX",20,100,50,649.99999999999898,2599.99999999999,100,92995.7713581852,92995.771358185215,0,0,783004.22864181397,7038659.9125298606,875999.99999999919]
[null,1661,"50MW | 650MW | 125MW","Amarillo, TX",1,100,50,649.99999999999898,2599.99999999999,125,102757.75840683399,102757.75840683396,0,2493.8323921226101,770748.40920104296,6928488.6748309294,875999.99999999953]
[null,1662,"50MW | 650MW | 125MW","Amarillo, TX",2,100,50,649.99999999999898,2599.99999999999,125,102243.96961479999,102243.96961479993,0,2493.8323921226101,771262.19799307699,6933107.27641916,875999.99999999953]
[null,1663,"50MW | 650MW | 125MW","Amarillo, TX",3,100,50,649.99999999999898,2599.99999999999,125,101730.18082276599,101730.18082276602,0,2493.8323921226101,771775.98678511102,6937725.8780073896,875999.99999999965]
[null,1664,"50MW | 650MW | 125MW","Amarillo, TX",4,100,50,649.99999999999898,2599.99999999999,125,101216.39203073199,101216.39203073199,0,2493.8323921226101,772289.77557714505,6942344.4795956295,875999.99999999965]
[null,1665,"50MW | 650MW | 125MW","Amarillo, TX",5,100,50,649.99999999999898,2599.99999999999,125,100702.603238697,100702.60323869703,0,2493.8323921226101,772803.56436917896,6946963.0811838601,875999.9999999986]
[null,1666,"50MW | 650MW | 125MW","Amarillo, TX",6,100,50,649.99999999999898,2599.99999999999,125,100188.814446663,100188.814446663,0,2493.8323921226101,773317.35316121299,6951581.6827720897,875999.9999999986]
[null,1667,"50MW | 650MW | 125MW","Amarillo, TX",7,100,50,649.99999999999898,2599.99999999999,125,99675.025654629499,99675.02565462944,0,2493.8323921226101,773831.14195324795,6956200.2843603296,876000]
[null,1668,"50MW | 650MW | 125MW","Amarillo, TX",8,100,50,649.99999999999898,2599.99999999999,125,99161.236862595295,99161.236862595295,0,2493.8323921226101,774344.93074528198,6960818.8859485593,875999.99999999988]
[null,1669,"50MW | 650MW | 125MW","Amarillo, TX",9,100,50,649.99999999999898,2599.99999999999,125,98647.448070561106,98647.44807056115,0,2493.8323921226101,774858.71953731601,6965437.4875367898,875999.99999999977]
[null,1670,"50MW | 650MW | 125MW","Amarillo, TX",10,100,50,649.99999999999898,2599.99999999999,125,98133.659278526902,98133.659278526888,0,2493.8323921226101,775372.50832935004,6970056.0891250195,875999.99999999953]
[null,1671,"50MW | 650MW | 125MW","Amarillo, TX",11,100,50,649.99999999999898,2599.99999999999,125,97619.8704864928,97619.870486492742,0,2493.8323921226101,775886.29712138395,6974674.6907132594,875999.9999999993]
[null,1672,"50MW | 650MW | 125MW","Amarillo, TX",12,100,50,649.99999999999898,2599.99999999999,125,97106.081694458597,97106.081694458597,0,2493.8323921226101,776400.08591341798,6979293.29230149,875999.99999999919]
[null,1673,"50MW | 650MW | 125MW","Amarillo, TX",13,100,50,649.99999999999898,2599.99999999999,125,96592.292902424393,96592.292902424335,0,2493.8323921226101,776913.87470545201,6983911.8938897196,875999.99999999895]
[null,1674,"50MW | 650MW | 125MW","Amarillo, TX",14,100,50,649.99999999999898,2599.99999999999,125,96078.504110390306,96078.504110390306,0,2493.8323921226101,777427.66349748697,6988530.4954779595,875999.99999999988]
[null,1675,"50MW | 650MW | 125MW","Amarillo, TX",15,100,50,649.99999999999898,2599.99999999999,125,95564.715318356102,95564.715318356044,0,2493.8323921226101,777941.452289521,6993149.0970661901,875999.99999999965]
[null,1676,"50MW | 650MW | 125MW","Amarillo, TX",16,100,50,649.99999999999898,2599.99999999999,125,95050.926526321899,95050.926526321899,0,2493.8323921226101,778455.24108155502,6997767.6986544197,875999.99999999953]
[null,1677,"50MW | 650MW | 125MW","Amarillo, TX",17,100,50,649.99999999999898,2599.99999999999,125,94537.137734287695,94537.137734287637,0,2493.8323921226101,778969.02987358905,7002386.3002426503,875999.9999999993]
[null,1678,"50MW | 650MW | 125MW","Amarillo, TX",18,100,50,649.99999999999898,2599.99999999999,125,94023.348942253593,94023.348942253608,0,2493.8323921226101,779482.81866562297,7007004.9018308893,875999.99999999919]
[null,1679,"50MW | 650MW | 125MW","Amarillo, TX",19,100,50,649.99999999999898,2599.99999999999,125,93509.560150219404,93509.560150219346,0,2493.8323921226101,779996.607457657,7011623.5034191199,875999.99999999895]
[null,1680,"50MW | 650MW | 125MW","Amarillo, TX",20,100,50,649.99999999999898,2599.99999999999,125,92995.7713581852,92995.771358185215,0,0,783004.22864181397,7038659.9125298606,875999.99999999919]
[null,1681,"50MW | 700MW | 0MW","Amarillo, TX",1,100,50,700,2800,0,102757.75840683399,102757.75840683399,0,2685.6656530551199,0,0,105443.42405988912]
[null,1682,"50MW | 700MW | 0MW","Amarillo, TX",2,100,50,700,2800,0,102243.96961479999,102243.96961479999,0,2685.6656530551199,0,0,104929.63526785512]
[null,1683,"50MW | 700MW | 0MW","Amarillo, TX",3,100,50,700,2800,0,101730.18082276599,101730.18082276599,0,2685.6656530551199,0,0,104415.84647582112]
[null,1684,"50MW | 700MW | 0MW","Amarillo, TX",4,100,50,700,2800,0,101216.39203073199,101216.39203073199,0,2685.6656530551199,0,0,103902.05768378712]
[null,1685,"50MW | 700MW | 0MW","Amarillo, TX",5,100,50,700,2800,0,100702.603238697,100702.603238697,0,2685.6656530551199,0,0,103388.26889175213]
[null,1686,"50MW | 700MW | 0MW","Amarillo, TX",6,100,50,700,2800,0,100188.814446663,100188.814446663,0,2685.6656530551199,0,0,102874.48009971813]
[null,1687,"50MW | 700MW | 0MW","Amarillo, TX",7,100,50,700,2800,0,99675.025654629499,99675.025654629499,0,2685.6656530551199,0,0,102360.69130768462]
[null,1688,"50MW | 700MW | 0MW","Amarillo, TX",8,100,50,700,2800,0,99161.236862595295,99161.236862595295,0,2685.6656530551199,0,0,101846.90251565042]
[null,1689,"50MW | 700MW | 0MW","Amarillo, TX",9,100,50,700,2800,0,98647.448070561106,98647.448070561106,0,2685.6656530551199,0,0,101333.11372361623]
[null,1690,"50MW | 700MW | 0MW","Amarillo, TX",10,100,50,700,2800,0,98133.659278526902,98133.659278526902,0,2685.6656530551199,0,0,100819.32493158203]
[null,1691,"50MW | 700MW | 0MW","Amarillo, TX",11,100,50,700,2800,0,97619.8704864928,97619.8704864928,0,2685.6656530551199,0,0,100305.53613954793]
[null,1692,"50MW | 700MW | 0MW","Amarillo, TX",12,100,50,700,2800,0,97106.081694458597,97106.081694458597,0,2685.6656530551199,0,0,99791.747347513723]
[null,1693,"50MW | 700MW | 0MW","Amarillo, TX",13,100,50,700,2800,0,96592.292902424393,96592.292902424393,0,2685.6656530551199,0,0,99277.958555479519]
[null,1694,"50MW | 700MW | 0MW","Amarillo, TX",14,100,50,700,2800,0,96078.504110390306,96078.504110390306,0,2685.6656530551199,0,0,98764.169763445432]
[null,1695,"50MW | 700MW | 0MW","Amarillo, TX",15,100,50,700,2800,0,95564.715318356102,95564.715318356102,0,2685.6656530551199,0,0,98250.380971411229]
[null,1696,"50MW | 700MW | 0MW","Amarillo, TX",16,100,50,700,2800,0,95050.926526321899,95050.926526321899,0,2685.6656530551199,0,0,97736.592179377025]
[null,1697,"50MW | 700MW | 0MW","Amarillo, TX",17,100,50,700,2800,0,94537.137734287695,94537.137734287695,0,2685.6656530551199,0,0,97222.803387342821]
[null,1698,"50MW | 700MW | 0MW","Amarillo, TX",18,100,50,700,2800,0,94023.348942253593,94023.348942253593,0,2685.6656530551199,0,0,96709.014595308719]
[null,1699,"50MW | 700MW | 0MW","Amarillo, TX",19,100,50,700,2800,0,93509.560150219404,93509.560150219404,0,2685.6656530551199,0,0,96195.22580327453]
[null,1700,"50MW | 700MW | 0MW","Amarillo, TX",20,100,50,700,2800,0,92995.7713581852,92995.7713581852,0,0,0,0,92995.7713581852]
[null,1701,"50MW | 700MW | 100MW","Amarillo, TX",1,100,50,700,2800,100,102757.75840683399,102757.75840683392,0,2685.6656530551199,770556.57594011002,6926764.2280984297,875999.99999999907]
[null,1702,"50MW | 700MW | 100MW","Amarillo, TX",2,100,50,700,2800,100,102243.96961479999,102243.96961479989,0,2685.6656530551199,771070.36473214405,6931382.8296866603,875999.99999999907]
[null,1703,"50MW | 700MW | 100MW","Amarillo, TX",3,100,50,700,2800,100,101730.18082276599,101730.18082276598,0,2685.6656530551199,771584.15352417796,6936001.43127489,875999.99999999907]
[null,1704,"50MW | 700MW | 100MW","Amarillo, TX",4,100,50,700,2800,100,101216.39203073199,101216.39203073195,0,2685.6656530551199,772097.94231621199,6940620.0328631299,875999.99999999907]
[null,1705,"50MW | 700MW | 100MW","Amarillo, TX",5,100,50,700,2800,100,100702.603238697,100702.60323869699,0,2685.6656530551199,772611.73110824695,6945238.6344513604,875999.99999999907]
[null,1706,"50MW | 700MW | 100MW","Amarillo, TX",6,100,50,700,2800,100,100188.814446663,100188.81444666296,0,2685.6656530551199,773125.51990028098,6949857.2360395901,875999.99999999907]
[null,1707,"50MW | 700MW | 100MW","Amarillo, TX",7,100,50,700,2800,100,99675.025654629499,99675.025654629397,0,2685.6656530551199,773639.30869231501,6954475.83762783,875999.99999999953]
[null,1708,"50MW | 700MW | 100MW","Amarillo, TX",8,100,50,700,2800,100,99161.236862595295,99161.236862595251,0,2685.6656530551199,774153.09748434904,6959094.4392160596,875999.9999999993]
[null,1709,"50MW | 700MW | 100MW","Amarillo, TX",9,100,50,700,2800,100,98647.448070561106,98647.448070560989,0,2685.6656530551199,774666.88627638295,6963713.0408042902,875999.99999999907]
[null,1710,"50MW | 700MW | 100MW","Amarillo, TX",10,100,50,700,2800,100,98133.659278526902,98133.659278526844,0,2685.6656530551199,775180.67506841698,6968331.6423925199,875999.99999999884]
[null,1711,"50MW | 700MW | 100MW","Amarillo, TX",11,100,50,700,2800,100,97619.8704864928,97619.870486492699,0,2685.6656530551199,775694.46386045194,6972950.2439807598,875999.99999999977]
[null,1712,"50MW | 700MW | 100MW","Amarillo, TX",12,100,50,700,2800,100,97106.081694458597,97106.081694458553,0,2685.6656530551199,776208.25265248597,6977568.8455689903,875999.99999999953]
[null,1713,"50MW | 700MW | 100MW","Amarillo, TX",13,100,50,700,2800,100,96592.292902424393,96592.292902424291,0,2685.6656530551199,776722.04144452,6982187.44715722,875999.9999999993]
[null,1714,"50MW | 700MW | 100MW","Amarillo, TX",14,100,50,700,2800,100,96078.504110390306,96078.504110390262,0,2685.6656530551199,777235.83023655403,6986806.0487454599,875999.9999999993]
[null,1715,"50MW | 700MW | 100MW","Amarillo, TX",15,100,50,700,2800,100,95564.715318356102,95564.715318356,0,2685.6656530551199,777749.61902858794,6991424.6503336905,875999.99999999907]
[null,1716,"50MW | 700MW | 100MW","Amarillo, TX",16,100,50,700,2800,100,95050.926526321899,95050.926526321855,0,2685.6656530551199,778263.40782062302,6996043.2519219201,876000]
[null,1717,"50MW | 700MW | 100MW","Amarillo, TX",17,100,50,700,2800,100,94537.137734287695,94537.137734287593,0,2685.6656530551199,778777.19661265705,7000661.8535101507,875999.99999999977]
[null,1718,"50MW | 700MW | 100MW","Amarillo, TX",18,100,50,700,2800,100,94023.348942253593,94023.348942253564,0,2685.6656530551199,779290.98540469096,7005280.4550983896,875999.99999999953]
[null,1719,"50MW | 700MW | 100MW","Amarillo, TX",19,100,50,700,2800,100,93509.560150219404,93509.560150219302,0,2685.6656530551199,779804.77419672499,7009899.0566866202,875999.9999999993]
[null,1720,"50MW | 700MW | 100MW","Amarillo, TX",20,100,50,700,2800,100,92995.7713581852,92995.771358185215,0,0,783004.22864181397,7038659.9125298606,875999.99999999919]
[null,1721,"50MW | 700MW | 125MW","Amarillo, TX",1,100,50,700,2800,125,102757.75840683399,102757.75840683392,0,2685.6656530551199,770556.57594011002,6926764.2280984297,875999.99999999907]
[null,1722,"50MW | 700MW | 125MW","Amarillo, TX",2,100,50,700,2800,125,102243.96961479999,102243.96961479989,0,2685.6656530551199,771070.36473214405,6931382.8296866603,875999.99999999907]
[null,1723,"50MW | 700MW | 125MW","Amarillo, TX",3,100,50,700,2800,125,101730.18082276599,101730.18082276598,0,2685.6656530551199,771584.15352417796,6936001.43127489,875999.99999999907]
[null,1724,"50MW | 700MW | 125MW","Amarillo, TX",4,100,50,700,2800,125,101216.39203073199,101216.39203073195,0,2685.6656530551199,772097.94231621199,6940620.0328631299,875999.99999999907]
[null,1725,"50MW | 700MW | 125MW","Amarillo, TX",5,100,50,700,2800,125,100702.603238697,100702.60323869699,0,2685.6656530551199,772611.73110824695,6945238.6344513604,875999.99999999907]
[null,1726,"50MW | 700MW | 125MW","Amarillo, TX",6,100,50,700,2800,125,100188.814446663,100188.81444666296,0,2685.6656530551199,773125.51990028098,6949857.2360395901,875999.99999999907]
[null,1727,"50MW | 700MW | 125MW","Amarillo, TX",7,100,50,700,2800,125,99675.025654629499,99675.025654629397,0,2685.6656530551199,773639.30869231501,6954475.83762783,875999.99999999953]
[null,1728,"50MW | 700MW | 125MW","Amarillo, TX",8,100,50,700,2800,125,99161.236862595295,99161.236862595251,0,2685.6656530551199,774153.09748434904,6959094.4392160596,875999.9999999993]
[null,1729,"50MW | 700MW | 125MW","Amarillo, TX",9,100,50,700,2800,125,98647.448070561106,98647.448070560989,0,2685.6656530551199,774666.88627638295,6963713.0408042902,875999.99999999907]
[null,1730,"50MW | 700MW | 125MW","Amarillo, TX",10,100,50,700,2800,125,98133.659278526902,98133.659278526844,0,2685.6656530551199,775180.67506841698,6968331.6423925199,875999.99999999884]
[null,1731,"50MW | 700MW | 125MW","Amarillo, TX",11,100,50,700,2800,125,97619.8704864928,97619.870486492699,0,2685.6656530551199,775694.46386045194,6972950.2439807598,875999.99999999977]
[null,1732,"50MW | 700MW | 125MW","Amarillo, TX",12,100,50,700,2800,125,97106.081694458597,97106.081694458553,0,2685.6656530551199,776208.25265248597,6977568.8455689903,875999.99999999953]
[null,1733,"50MW | 700MW | 125MW","Amarillo, TX",13,100,50,700,2800,125,96592.292902424393,96592.292902424291,0,2685.6656530551199,776722.04144452,6982187.44715722,875999.9999999993]
[null,1734,"50MW | 700MW | 125MW","Amarillo, TX",14,100,50,700,2800,125,96078.504110390306,96078.504110390262,0,2685.6656530551199,777235.83023655403,6986806.0487454599,875999.9999999993]
[null,1735,"50MW | 700MW | 125MW","Amarillo, TX",15,100,50,700,2800,125,95564.715318356102,95564.715318356,0,2685.6656530551199,777749.61902858794,6991424.6503336905,875999.99999999907]
[null,1736,"50MW | 700MW | 125MW","Amarillo, TX",16,100,50,700,2800,125,95050.926526321899,95050.926526321855,0,2685.6656530551199,778263.40782062302,6996043.2519219201,876000]
[null,1737,"50MW | 700MW | 125MW","Amarillo, TX",17,100,50,700,2800,125,94537.137734287695,94537.137734287593,0,2685.6656530551199,778777.19661265705,7000661.8535101507,875999.99999999977]
[null,1738,"50MW | 700MW | 125MW","Amarillo, TX",18,100,50,700,2800,125,94023.348942253593,94023.348942253564,0,2685.6656530551199,779290.98540469096,7005280.4550983896,875999.99999999953]
[null,1739,"50MW | 700MW | 125MW","Amarillo, TX",19,100,50,700,2800,125,93509.560150219404,93509.560150219302,0,2685.6656530551199,779804.77419672499,7009899.0566866202,875999.9999999993]
[null,1740,"50MW | 700MW | 125MW","Amarillo, TX",20,100,50,700,2800,125,92995.7713581852,92995.771358185215,0,0,783004.22864181397,7038659.9125298606,875999.99999999919]
[null,1741,"50MW | 750MW | 0MW","Amarillo, TX",1,100,50,749.99999999999898,2999.99999999999,0,102757.75840683399,102757.75840683399,0,2877.4989139876302,0,0,105635.25732082162]
[null,1742,"50MW | 750MW | 0MW","Amarillo, TX",2,100,50,749.99999999999898,2999.99999999999,0,102243.96961479999,102243.96961479999,0,2877.4989139876302,0,0,105121.46852878762]
[null,1743,"50MW | 750MW | 0MW","Amarillo, TX",3,100,50,749.99999999999898,2999.99999999999,0,101730.18082276599,101730.18082276599,0,2877.4989139876302,0,0,104607.67973675362]
[null,1744,"50MW | 750MW | 0MW","Amarillo, TX",4,100,50,749.99999999999898,2999.99999999999,0,101216.39203073199,101216.39203073199,0,2877.4989139876302,0,0,104093.89094471962]
[null,1745,"50MW | 750MW | 0MW","Amarillo, TX",5,100,50,749.99999999999898,2999.99999999999,0,100702.603238697,100702.603238697,0,2877.4989139876302,0,0,103580.10215268463]
[null,1746,"50MW | 750MW | 0MW","Amarillo, TX",6,100,50,749.99999999999898,2999.99999999999,0,100188.814446663,100188.814446663,0,2877.4989139876302,0,0,103066.31336065063]
[null,1747,"50MW | 750MW | 0MW","Amarillo, TX",7,100,50,749.99999999999898,2999.99999999999,0,99675.025654629499,99675.025654629499,0,2877.4989139876302,0,0,102552.52456861713]
[null,1748,"50MW | 750MW | 0MW","Amarillo, TX",8,100,50,749.99999999999898,2999.99999999999,0,99161.236862595295,99161.236862595295,0,2877.4989139876302,0,0,102038.73577658292]
[null,1749,"50MW | 750MW | 0MW","Amarillo, TX",9,100,50,749.99999999999898,2999.99999999999,0,98647.448070561106,98647.448070561106,0,2877.4989139876302,0,0,101524.94698454873]
[null,1750,"50MW | 750MW | 0MW","Amarillo, TX",10,100,50,749.99999999999898,2999.99999999999,0,98133.659278526902,98133.659278526902,0,2877.4989139876302,0,0,101011.15819251453]
[null,1751,"50MW | 750MW | 0MW","Amarillo, TX",11,100,50,749.99999999999898,2999.99999999999,0,97619.8704864928,97619.8704864928,0,2877.4989139876302,0,0,100497.36940048043]
[null,1752,"50MW | 750MW | 0MW","Amarillo, TX",12,100,50,749.99999999999898,2999.99999999999,0,97106.081694458597,97106.081694458597,0,2877.4989139876302,0,0,99983.580608446224]
[null,1753,"50MW | 750MW | 0MW","Amarillo, TX",13,100,50,749.99999999999898,2999.99999999999,0,96592.292902424393,96592.292902424393,0,2877.4989139876302,0,0,99469.79181641202]
[null,1754,"50MW | 750MW | 0MW","Amarillo, TX",14,100,50,749.99999999999898,2999.99999999999,0,96078.504110390306,96078.504110390306,0,2877.4989139876302,0,0,98956.003024377933]
[null,1755,"50MW | 750MW | 0MW","Amarillo, TX",15,100,50,749.99999999999898,2999.99999999999,0,95564.715318356102,95564.715318356102,0,2877.4989139876302,0,0,98442.214232343729]
[null,1756,"50MW | 750MW | 0MW","Amarillo, TX",16,100,50,749.99999999999898,2999.99999999999,0,95050.926526321899,95050.926526321899,0,2877.4989139876302,0,0,97928.425440309526]
[null,1757,"50MW | 750MW | 0MW","Amarillo, TX",17,100,50,749.99999999999898,2999.99999999999,0,94537.137734287695,94537.137734287695,0,2877.4989139876302,0,0,97414.636648275322]
[null,1758,"50MW | 750MW | 0MW","Amarillo, TX",18,100,50,749.99999999999898,2999.99999999999,0,94023.348942253593,94023.348942253593,0,2877.4989139876302,0,0,96900.84785624122]
[null,1759,"50MW | 750MW | 0MW","Amarillo, TX",19,100,50,749.99999999999898,2999.99999999999,0,93509.560150219404,93509.560150219404,0,2877.4989139876302,0,0,96387.059064207031]
[null,1760,"50MW | 750MW | 0MW","Amarillo, TX",20,100,50,749.99999999999898,2999.99999999999,0,92995.7713581852,92995.7713581852,0,0,0,0,92995.7713581852]
[null,1761,"50MW | 750MW | 100MW","Amarillo, TX",1,100,50,749.99999999999898,2999.99999999999,100,102757.75840683399,102757.75840683401,0,2877.4989139876302,770364.74267917697,6925039.7813659301,875999.9999999986]
[null,1762,"50MW | 750MW | 100MW","Amarillo, TX",2,100,50,749.99999999999898,2999.99999999999,100,102243.96961479999,102243.96961479998,0,2877.4989139876302,770878.53147121205,6929658.3829541598,875999.99999999965]
[null,1763,"50MW | 750MW | 100MW","Amarillo, TX",3,100,50,749.99999999999898,2999.99999999999,100,101730.18082276599,101730.18082276607,0,2877.4989139876302,771392.32026324596,6934276.9845423894,875999.99999999965]
[null,1764,"50MW | 750MW | 100MW","Amarillo, TX",4,100,50,749.99999999999898,2999.99999999999,100,101216.39203073199,101216.39203073204,0,2877.4989139876302,771906.10905527999,6938895.5861306302,875999.99999999965]
[null,1765,"50MW | 750MW | 100MW","Amarillo, TX",5,100,50,749.99999999999898,2999.99999999999,100,100702.603238697,100702.60323869708,0,2877.4989139876302,772419.89784731402,6943514.1877188608,875999.99999999872]
[null,1766,"50MW | 750MW | 100MW","Amarillo, TX",6,100,50,749.99999999999898,2999.99999999999,100,100188.814446663,100188.81444666305,0,2877.4989139876302,772933.68663934804,6948132.7893070895,875999.99999999872]
[null,1767,"50MW | 750MW | 100MW","Amarillo, TX",7,100,50,749.99999999999898,2999.99999999999,100,99675.025654629499,99675.025654629484,0,2877.4989139876302,773447.47543138196,6952751.3908953303,875999.99999999907]
[null,1768,"50MW | 750MW | 100MW","Amarillo, TX",8,100,50,749.99999999999898,2999.99999999999,100,99161.236862595295,99161.236862595339,0,2877.4989139876302,773961.26422341703,6957369.99248356,876000]
[null,1769,"50MW | 750MW | 100MW","Amarillo, TX",9,100,50,749.99999999999898,2999.99999999999,100,98647.448070561106,98647.448070561193,0,2877.4989139876302,774475.05301545095,6961988.5940717896,875999.99999999977]
[null,1770,"50MW | 750MW | 100MW","Amarillo, TX",10,100,50,749.99999999999898,2999.99999999999,100,98133.659278526902,98133.659278526931,0,2877.4989139876302,774988.84180748498,6966607.1956600193,875999.99999999953]
[null,1771,"50MW | 750MW | 100MW","Amarillo, TX",11,100,50,749.99999999999898,2999.99999999999,100,97619.8704864928,97619.870486492786,0,2877.4989139876302,775502.63059951901,6971225.7972482601,875999.99999999942]
[null,1772,"50MW | 750MW | 100MW","Amarillo, TX",12,100,50,749.99999999999898,2999.99999999999,100,97106.081694458597,97106.08169445864,0,2877.4989139876302,776016.41939155303,6975844.3988364907,875999.9999999993]
[null,1773,"50MW | 750MW | 100MW","Amarillo, TX",13,100,50,749.99999999999898,2999.99999999999,100,96592.292902424393,96592.292902424379,0,2877.4989139876302,776530.20818358799,6980463.0004247194,876000]
[null,1774,"50MW | 750MW | 100MW","Amarillo, TX",14,100,50,749.99999999999898,2999.99999999999,100,96078.504110390306,96078.50411039035,0,2877.4989139876302,777043.99697562202,6985081.60201295,876000]
[null,1775,"50MW | 750MW | 100MW","Amarillo, TX",15,100,50,749.99999999999898,2999.99999999999,100,95564.715318356102,95564.715318356088,0,2877.4989139876302,777557.78576765605,6989700.2036011908,875999.99999999977]
[null,1776,"50MW | 750MW | 100MW","Amarillo, TX",16,100,50,749.99999999999898,2999.99999999999,100,95050.926526321899,95050.926526321942,0,2877.4989139876302,778071.57455968997,6994318.8051894195,875999.99999999953]
[null,1777,"50MW | 750MW | 100MW","Amarillo, TX",17,100,50,749.99999999999898,2999.99999999999,100,94537.137734287695,94537.13773428768,0,2877.4989139876302,778585.36335172399,6998937.4067776501,875999.9999999993]
[null,1778,"50MW | 750MW | 100MW","Amarillo, TX",18,100,50,749.99999999999898,2999.99999999999,100,94023.348942253593,94023.348942253651,0,2877.4989139876302,779099.15214375802,7003556.0083658798,875999.9999999993]
[null,1779,"50MW | 750MW | 100MW","Amarillo, TX",19,100,50,749.99999999999898,2999.99999999999,100,93509.560150219404,93509.560150219389,0,2877.4989139876302,779612.94093579298,7008174.6099541197,876000]
[null,1780,"50MW | 750MW | 100MW","Amarillo, TX",20,100,50,749.99999999999898,2999.99999999999,100,92995.7713581852,92995.771358185215,0,0,783004.22864181397,7038659.9125298606,875999.99999999919]
[null,1781,"50MW | 750MW | 125MW","Amarillo, TX",1,100,50,749.99999999999898,2999.99999999999,125,102757.75840683399,102757.75840683401,0,2877.4989139876302,770364.74267917697,6925039.7813659301,875999.9999999986]
[null,1782,"50MW | 750MW | 125MW","Amarillo, TX",2,100,50,749.99999999999898,2999.99999999999,125,102243.96961479999,102243.96961479998,0,2877.4989139876302,770878.53147121205,6929658.3829541598,875999.99999999965]
[null,1783,"50MW | 750MW | 125MW","Amarillo, TX",3,100,50,749.99999999999898,2999.99999999999,125,101730.18082276599,101730.18082276607,0,2877.4989139876302,771392.32026324596,6934276.9845423894,875999.99999999965]
[null,1784,"50MW | 750MW | 125MW","Amarillo, TX",4,100,50,749.99999999999898,2999.99999999999,125,101216.39203073199,101216.39203073204,0,2877.4989139876302,771906.10905527999,6938895.5861306302,875999.99999999965]
[null,1785,"50MW | 750MW | 125MW","Amarillo, TX",5,100,50,749.99999999999898,2999.99999999999,125,100702.603238697,100702.60323869708,0,2877.4989139876302,772419.89784731402,6943514.1877188608,875999.99999999872]
[null,1786,"50MW | 750MW | 125MW","Amarillo, TX",6,100,50,749.99999999999898,2999.99999999999,125,100188.814446663,100188.81444666305,0,2877.4989139876302,772933.68663934804,6948132.7893070895,875999.99999999872]
[null,1787,"50MW | 750MW | 125MW","Amarillo, TX",7,100,50,749.99999999999898,2999.99999999999,125,99675.025654629499,99675.025654629484,0,2877.4989139876302,773447.47543138196,6952751.3908953303,875999.99999999907]
[null,1788,"50MW | 750MW | 125MW","Amarillo, TX",8,100,50,749.99999999999898,2999.99999999999,125,99161.236862595295,99161.236862595339,0,2877.4989139876302,773961.26422341703,6957369.99248356,876000]
[null,1789,"50MW | 750MW | 125MW","Amarillo, TX",9,100,50,749.99999999999898,2999.99999999999,125,98647.448070561106,98647.448070561193,0,2877.4989139876302,774475.05301545095,6961988.5940717896,875999.99999999977]
[null,1790,"50MW | 750MW | 125MW","Amarillo, TX",10,100,50,749.99999999999898,2999.99999999999,125,98133.659278526902,98133.659278526931,0,2877.4989139876302,774988.84180748498,6966607.1956600193,875999.99999999953]
[null,1791,"50MW | 750MW | 125MW","Amarillo, TX",11,100,50,749.99999999999898,2999.99999999999,125,97619.8704864928,97619.870486492786,0,2877.4989139876302,775502.63059951901,6971225.7972482601,875999.99999999942]
[null,1792,"50MW | 750MW | 125MW","Amarillo, TX",12,100,50,749.99999999999898,2999.99999999999,125,97106.081694458597,97106.08169445864,0,2877.4989139876302,776016.41939155303,6975844.3988364907,875999.9999999993]
[null,1793,"50MW | 750MW | 125MW","Amarillo, TX",13,100,50,749.99999999999898,2999.99999999999,125,96592.292902424393,96592.292902424379,0,2877.4989139876302,776530.20818358799,6980463.0004247194,876000]
[null,1794,"50MW | 750MW | 125MW","Amarillo, TX",14,100,50,749.99999999999898,2999.99999999999,125,96078.504110390306,96078.50411039035,0,2877.4989139876302,777043.99697562202,6985081.60201295,876000]
[null,1795,"50MW | 750MW | 125MW","Amarillo, TX",15,100,50,749.99999999999898,2999.99999999999,125,95564.715318356102,95564.715318356088,0,2877.4989139876302,777557.78576765605,6989700.2036011908,875999.99999999977]
[null,1796,"50MW | 750MW | 125MW","Amarillo, TX",16,100,50,749.99999999999898,2999.99999999999,125,95050.926526321899,95050.926526321942,0,2877.4989139876302,778071.57455968997,6994318.8051894195,875999.99999999953]
[null,1797,"50MW | 750MW | 125MW","Amarillo, TX",17,100,50,749.99999999999898,2999.99999999999,125,94537.137734287695,94537.13773428768,0,2877.4989139876302,778585.36335172399,6998937.4067776501,875999.9999999993]
[null,1798,"50MW | 750MW | 125MW","Amarillo, TX",18,100,50,749.99999999999898,2999.99999999999,125,94023.348942253593,94023.348942253651,0,2877.4989139876302,779099.15214375802,7003556.0083658798,875999.9999999993]
[null,1799,"50MW | 750MW | 125MW","Amarillo, TX",19,100,50,749.99999999999898,2999.99999999999,125,93509.560150219404,93509.560150219389,0,2877.4989139876302,779612.94093579298,7008174.6099541197,876000]
[null,1800,"50MW | 750MW | 125MW","Amarillo, TX",20,100,50,749.99999999999898,2999.99999999999,125,92995.7713581852,92995.771358185215,0,0,783004.22864181397,7038659.9125298606,875999.99999999919]
[null,1801,"50MW | 800MW | 0MW","Amarillo, TX",1,100,50,799.99999999999898,3199.99999999999,0,102757.75840683399,102757.75840683399,0,3069.33217492013,0,0,105827.09058175412]
[null,1802,"50MW | 800MW | 0MW","Amarillo, TX",2,100,50,799.99999999999898,3199.99999999999,0,102243.96961479999,102243.96961479999,0,3069.33217492014,0,0,105313.30178972014]
[null,1803,"50MW | 800MW | 0MW","Amarillo, TX",3,100,50,799.99999999999898,3199.99999999999,0,101730.18082276599,101730.18082276599,0,3069.33217492013,0,0,104799.51299768612]
[null,1804,"50MW | 800MW | 0MW","Amarillo, TX",4,100,50,799.99999999999898,3199.99999999999,0,101216.39203073199,101216.39203073199,0,3069.33217492013,0,0,104285.72420565212]
[null,1805,"50MW | 800MW | 0MW","Amarillo, TX",5,100,50,799.99999999999898,3199.99999999999,0,100702.603238697,100702.603238697,0,3069.33217492013,0,0,103771.93541361713]
[null,1806,"50MW | 800MW | 0MW","Amarillo, TX",6,100,50,799.99999999999898,3199.99999999999,0,100188.814446663,100188.814446663,0,3069.33217492014,0,0,103258.14662158315]
[null,1807,"50MW | 800MW | 0MW","Amarillo, TX",7,100,50,799.99999999999898,3199.99999999999,0,99675.025654629499,99675.025654629499,0,3069.33217492014,0,0,102744.35782954964]
[null,1808,"50MW | 800MW | 0MW","Amarillo, TX",8,100,50,799.99999999999898,3199.99999999999,0,99161.236862595295,99161.236862595295,0,3069.33217492014,0,0,102230.56903751544]
[null,1809,"50MW | 800MW | 0MW","Amarillo, TX",9,100,50,799.99999999999898,3199.99999999999,0,98647.448070561106,98647.448070561106,0,3069.33217492013,0,0,101716.78024548123]
[null,1810,"50MW | 800MW | 0MW","Amarillo, TX",10,100,50,799.99999999999898,3199.99999999999,0,98133.659278526902,98133.659278526902,0,3069.33217492014,0,0,101202.99145344704]
[null,1811,"50MW | 800MW | 0MW","Amarillo, TX",11,100,50,799.99999999999898,3199.99999999999,0,97619.8704864928,97619.8704864928,0,3069.33217492013,0,0,100689.20266141293]
[null,1812,"50MW | 800MW | 0MW","Amarillo, TX",12,100,50,799.99999999999898,3199.99999999999,0,97106.081694458597,97106.081694458597,0,3069.33217492013,0,0,100175.41386937872]
[null,1813,"50MW | 800MW | 0MW","Amarillo, TX",13,100,50,799.99999999999898,3199.99999999999,0,96592.292902424393,96592.292902424393,0,3069.33217492013,0,0,99661.625077344521]
[null,1814,"50MW | 800MW | 0MW","Amarillo, TX",14,100,50,799.99999999999898,3199.99999999999,0,96078.504110390306,96078.504110390306,0,3069.33217492014,0,0,99147.836285310448]
[null,1815,"50MW | 800MW | 0MW","Amarillo, TX",15,100,50,799.99999999999898,3199.99999999999,0,95564.715318356102,95564.715318356102,0,3069.33217492013,0,0,98634.04749327623]
[null,1816,"50MW | 800MW | 0MW","Amarillo, TX",16,100,50,799.99999999999898,3199.99999999999,0,95050.926526321899,95050.926526321899,0,3069.33217492013,0,0,98120.258701242026]
[null,1817,"50MW | 800MW | 0MW","Amarillo, TX",17,100,50,799.99999999999898,3199.99999999999,0,94537.137734287695,94537.137734287695,0,3069.33217492013,0,0,97606.469909207823]
[null,1818,"50MW | 800MW | 0MW","Amarillo, TX",18,100,50,799.99999999999898,3199.99999999999,0,94023.348942253593,94023.348942253593,0,3069.33217492013,0,0,97092.681117173721]
[null,1819,"50MW | 800MW | 0MW","Amarillo, TX",19,100,50,799.99999999999898,3199.99999999999,0,93509.560150219404,93509.560150219404,0,3069.33217492013,0,0,96578.892325139532]
[null,1820,"50MW | 800MW | 0MW","Amarillo, TX",20,100,50,799.99999999999898,3199.99999999999,0,92995.7713581852,92995.7713581852,0,0,0,0,92995.7713581852]
[null,1821,"50MW | 800MW | 100MW","Amarillo, TX",1,100,50,799.99999999999898,3199.99999999999,100,102757.75840683399,102757.75840683398,0,3069.33217492013,770172.90941824496,6923315.3346334295,875999.99999999907]
[null,1822,"50MW | 800MW | 100MW","Amarillo, TX",2,100,50,799.99999999999898,3199.99999999999,100,102243.96961479999,102243.96961479993,0,3069.33217492014,770686.69821027899,6927933.9362216601,875999.99999999907]
[null,1823,"50MW | 800MW | 100MW","Amarillo, TX",3,100,50,799.99999999999898,3199.99999999999,100,101730.18082276599,101730.18082276604,0,3069.33217492013,771200.48700231302,6932552.5378098898,875999.99999999919]
[null,1824,"50MW | 800MW | 100MW","Amarillo, TX",4,100,50,799.99999999999898,3199.99999999999,100,101216.39203073199,101216.39203073201,0,3069.33217492013,771714.27579434705,6937171.1393981297,875999.99999999919]
[null,1825,"50MW | 800MW | 100MW","Amarillo, TX",5,100,50,799.99999999999898,3199.99999999999,100,100702.603238697,100702.60323869705,0,3069.33217492013,772228.06458638201,6941789.7409863602,875999.99999999919]
[null,1826,"50MW | 800MW | 100MW","Amarillo, TX",6,100,50,799.99999999999898,3199.99999999999,100,100188.814446663,100188.814446663,0,3069.33217492014,772741.85337841604,6946408.3425745899,875999.99999999919]
[null,1827,"50MW | 800MW | 100MW","Amarillo, TX",7,100,50,799.99999999999898,3199.99999999999,100,99675.025654629499,99675.02565462944,0,3069.33217492014,773255.64217044995,6951026.9441628205,875999.99999999953]
[null,1828,"50MW | 800MW | 100MW","Amarillo, TX",8,100,50,799.99999999999898,3199.99999999999,100,99161.236862595295,99161.236862595295,0,3069.33217492014,773769.43096248398,6955645.5457510594,875999.99999999942]
[null,1829,"50MW | 800MW | 100MW","Amarillo, TX",9,100,50,799.99999999999898,3199.99999999999,100,98647.448070561106,98647.448070561164,0,3069.33217492013,774283.21975451801,6960264.14733929,875999.9999999993]
[null,1830,"50MW | 800MW | 100MW","Amarillo, TX",10,100,50,799.99999999999898,3199.99999999999,100,98133.659278526902,98133.659278526888,0,3069.33217492014,774797.00854655297,6964882.7489275197,876000]
[null,1831,"50MW | 800MW | 100MW","Amarillo, TX",11,100,50,799.99999999999898,3199.99999999999,100,97619.8704864928,97619.870486492757,0,3069.33217492013,775310.797338587,6969501.3505157596,875999.99999999988]
[null,1832,"50MW | 800MW | 100MW","Amarillo, TX",12,100,50,799.99999999999898,3199.99999999999,100,97106.081694458597,97106.081694458611,0,3069.33217492013,775824.58613062103,6974119.9521039901,875999.99999999977]
[null,1833,"50MW | 800MW | 100MW","Amarillo, TX",13,100,50,799.99999999999898,3199.99999999999,100,96592.292902424393,96592.292902424349,0,3069.33217492013,776338.37492265506,6978738.5536922198,875999.99999999953]
[null,1834,"50MW | 800MW | 100MW","Amarillo, TX",14,100,50,799.99999999999898,3199.99999999999,100,96078.504110390306,96078.504110390306,0,3069.33217492014,776852.16371468897,6983357.1552804504,875999.99999999942]
[null,1835,"50MW | 800MW | 100MW","Amarillo, TX",15,100,50,799.99999999999898,3199.99999999999,100,95564.715318356102,95564.715318356059,0,3069.33217492013,777365.952506723,6987975.7568686903,875999.99999999919]
[null,1836,"50MW | 800MW | 100MW","Amarillo, TX",16,100,50,799.99999999999898,3199.99999999999,100,95050.926526321899,95050.926526321913,0,3069.33217492013,777879.74129875796,6992594.3584569199,876000]
[null,1837,"50MW | 800MW | 100MW","Amarillo, TX",17,100,50,799.99999999999898,3199.99999999999,100,94537.137734287695,94537.137734287651,0,3069.33217492013,778393.53009079199,6997212.9600451505,875999.99999999977]
[null,1838,"50MW | 800MW | 100MW","Amarillo, TX",18,100,50,799.99999999999898,3199.99999999999,100,94023.348942253593,94023.348942253622,0,3069.33217492013,778907.31888282602,7001831.5616333801,875999.99999999977]
[null,1839,"50MW | 800MW | 100MW","Amarillo, TX",19,100,50,799.99999999999898,3199.99999999999,100,93509.560150219404,93509.56015021936,0,3069.33217492013,779421.10767486005,7006450.16322162,875999.99999999953]
[null,1840,"50MW | 800MW | 100MW","Amarillo, TX",20,100,50,799.99999999999898,3199.99999999999,100,92995.7713581852,92995.771358185215,0,0,783004.22864181397,7038659.9125298606,875999.99999999919]
[null,1841,"50MW | 800MW | 125MW","Amarillo, TX",1,100,50,799.99999999999898,3199.99999999999,125,102757.75840683399,102757.75840683398,0,3069.33217492013,770172.90941824496,6923315.3346334295,875999.99999999907]
[null,1842,"50MW | 800MW | 125MW","Amarillo, TX",2,100,50,799.99999999999898,3199.99999999999,125,102243.96961479999,102243.96961479993,0,3069.33217492014,770686.69821027899,6927933.9362216601,875999.99999999907]
[null,1843,"50MW | 800MW | 125MW","Amarillo, TX",3,100,50,799.99999999999898,3199.99999999999,125,101730.18082276599,101730.18082276604,0,3069.33217492013,771200.48700231302,6932552.5378098898,875999.99999999919]
[null,1844,"50MW | 800MW | 125MW","Amarillo, TX",4,100,50,799.99999999999898,3199.99999999999,125,101216.39203073199,101216.39203073201,0,3069.33217492013,771714.27579434705,6937171.1393981297,875999.99999999919]
[null,1845,"50MW | 800MW | 125MW","Amarillo, TX",5,100,50,799.99999999999898,3199.99999999999,125,100702.603238697,100702.60323869705,0,3069.33217492013,772228.06458638201,6941789.7409863602,875999.99999999919]
[null,1846,"50MW | 800MW | 125MW","Amarillo, TX",6,100,50,799.99999999999898,3199.99999999999,125,100188.814446663,100188.814446663,0,3069.33217492014,772741.85337841604,6946408.3425745899,875999.99999999919]
[null,1847,"50MW | 800MW | 125MW","Amarillo, TX",7,100,50,799.99999999999898,3199.99999999999,125,99675.025654629499,99675.02565462944,0,3069.33217492014,773255.64217044995,6951026.9441628205,875999.99999999953]
[null,1848,"50MW | 800MW | 125MW","Amarillo, TX",8,100,50,799.99999999999898,3199.99999999999,125,99161.236862595295,99161.236862595295,0,3069.33217492014,773769.43096248398,6955645.5457510594,875999.99999999942]
[null,1849,"50MW | 800MW | 125MW","Amarillo, TX",9,100,50,799.99999999999898,3199.99999999999,125,98647.448070561106,98647.448070561164,0,3069.33217492013,774283.21975451801,6960264.14733929,875999.9999999993]
[null,1850,"50MW | 800MW | 125MW","Amarillo, TX",10,100,50,799.99999999999898,3199.99999999999,125,98133.659278526902,98133.659278526888,0,3069.33217492014,774797.00854655297,6964882.7489275197,876000]
[null,1851,"50MW | 800MW | 125MW","Amarillo, TX",11,100,50,799.99999999999898,3199.99999999999,125,97619.8704864928,97619.870486492757,0,3069.33217492013,775310.797338587,6969501.3505157596,875999.99999999988]
[null,1852,"50MW | 800MW | 125MW","Amarillo, TX",12,100,50,799.99999999999898,3199.99999999999,125,97106.081694458597,97106.081694458611,0,3069.33217492013,775824.58613062103,6974119.9521039901,875999.99999999977]
[null,1853,"50MW | 800MW | 125MW","Amarillo, TX",13,100,50,799.99999999999898,3199.99999999999,125,96592.292902424393,96592.292902424349,0,3069.33217492013,776338.37492265506,6978738.5536922198,875999.99999999953]
[null,1854,"50MW | 800MW | 125MW","Amarillo, TX",14,100,50,799.99999999999898,3199.99999999999,125,96078.504110390306,96078.504110390306,0,3069.33217492014,776852.16371468897,6983357.1552804504,875999.99999999942]
[null,1855,"50MW | 800MW | 125MW","Amarillo, TX",15,100,50,799.99999999999898,3199.99999999999,125,95564.715318356102,95564.715318356059,0,3069.33217492013,777365.952506723,6987975.7568686903,875999.99999999919]
[null,1856,"50MW | 800MW | 125MW","Amarillo, TX",16,100,50,799.99999999999898,3199.99999999999,125,95050.926526321899,95050.926526321913,0,3069.33217492013,777879.74129875796,6992594.3584569199,876000]
[null,1857,"50MW | 800MW | 125MW","Amarillo, TX",17,100,50,799.99999999999898,3199.99999999999,125,94537.137734287695,94537.137734287651,0,3069.33217492013,778393.53009079199,6997212.9600451505,875999.99999999977]
[null,1858,"50MW | 800MW | 125MW","Amarillo, TX",18,100,50,799.99999999999898,3199.99999999999,125,94023.348942253593,94023.348942253622,0,3069.33217492013,778907.31888282602,7001831.5616333801,875999.99999999977]
[null,1859,"50MW | 800MW | 125MW","Amarillo, TX",19,100,50,799.99999999999898,3199.99999999999,125,93509.560150219404,93509.56015021936,0,3069.33217492013,779421.10767486005,7006450.16322162,875999.99999999953]
[null,1860,"50MW | 800MW | 125MW","Amarillo, TX",20,100,50,799.99999999999898,3199.99999999999,125,92995.7713581852,92995.771358185215,0,0,783004.22864181397,7038659.9125298606,875999.99999999919]
[null,1861,"50MW | 850MW | 0MW","Amarillo, TX",1,100,50,850,3400,0,102757.75840683399,102757.75840683399,0,3261.1654358526498,0,0,106018.92384268664]
[null,1862,"50MW | 850MW | 0MW","Amarillo, TX",2,100,50,850,3400,0,102243.96961479999,102243.96961479999,0,3261.1654358526498,0,0,105505.13505065264]
[null,1863,"50MW | 850MW | 0MW","Amarillo, TX",3,100,50,850,3400,0,101730.18082276599,101730.18082276599,0,3261.1654358526498,0,0,104991.34625861864]
[null,1864,"50MW | 850MW | 0MW","Amarillo, TX",4,100,50,850,3400,0,101216.39203073199,101216.39203073199,0,3261.1654358526498,0,0,104477.55746658464]
[null,1865,"50MW | 850MW | 0MW","Amarillo, TX",5,100,50,850,3400,0,100702.603238697,100702.603238697,0,3261.1654358526498,0,0,103963.76867454965]
[null,1866,"50MW | 850MW | 0MW","Amarillo, TX",6,100,50,850,3400,0,100188.814446663,100188.814446663,0,3261.1654358526498,0,0,103449.97988251565]
[null,1867,"50MW | 850MW | 0MW","Amarillo, TX",7,100,50,850,3400,0,99675.025654629499,99675.025654629499,0,3261.1654358526498,0,0,102936.19109048214]
[null,1868,"50MW | 850MW | 0MW","Amarillo, TX",8,100,50,850,3400,0,99161.236862595295,99161.236862595295,0,3261.1654358526498,0,0,102422.40229844794]
[null,1869,"50MW | 850MW | 0MW","Amarillo, TX",9,100,50,850,3400,0,98647.448070561106,98647.448070561106,0,3261.1654358526498,0,0,101908.61350641375]
[null,1870,"50MW | 850MW | 0MW","Amarillo, TX",10,100,50,850,3400,0,98133.659278526902,98133.659278526902,0,3261.1654358526498,0,0,101394.82471437955]
[null,1871,"50MW | 850MW | 0MW","Amarillo, TX",11,100,50,850,3400,0,97619.8704864928,97619.8704864928,0,3261.1654358526498,0,0,100881.03592234544]
[null,1872,"50MW | 850MW | 0MW","Amarillo, TX",12,100,50,850,3400,0,97106.081694458597,97106.081694458597,0,3261.1654358526498,0,0,100367.24713031124]
[null,1873,"50MW | 850MW | 0MW","Amarillo, TX",13,100,50,850,3400,0,96592.292902424393,96592.292902424393,0,3261.1654358526498,0,0,99853.458338277036]
[null,1874,"50MW | 850MW | 0MW","Amarillo, TX",14,100,50,850,3400,0,96078.504110390306,96078.504110390306,0,3261.1654358526498,0,0,99339.669546242949]
[null,1875,"50MW | 850MW | 0MW","Amarillo, TX",15,100,50,850,3400,0,95564.715318356102,95564.715318356102,0,3261.1654358526498,0,0,98825.880754208745]
[null,1876,"50MW | 850MW | 0MW","Amarillo, TX",16,100,50,850,3400,0,95050.926526321899,95050.926526321899,0,3261.1654358526498,0,0,98312.091962174542]
[null,1877,"50MW | 850MW | 0MW","Amarillo, TX",17,100,50,850,3400,0,94537.137734287695,94537.137734287695,0,3261.1654358526498,0,0,97798.303170140338]
[null,1878,"50MW | 850MW | 0MW","Amarillo, TX",18,100,50,850,3400,0,94023.348942253593,94023.348942253593,0,3261.1654358526498,0,0,97284.514378106236]
[null,1879,"50MW | 850MW | 0MW","Amarillo, TX",19,100,50,850,3400,0,93509.560150219404,93509.560150219404,0,3261.1654358526498,0,0,96770.725586072047]
[null,1880,"50MW | 850MW | 0MW","Amarillo, TX",20,100,50,850,3400,0,92995.7713581852,92995.7713581852,0,0,0,0,92995.7713581852]
[null,1881,"50MW | 850MW | 100MW","Amarillo, TX",1,100,50,850,3400,100,102757.75840683399,102757.75840683393,0,3261.1654358526498,769981.07615731203,6921590.8879009299,875999.9999999986]
[null,1882,"50MW | 850MW | 100MW","Amarillo, TX",2,100,50,850,3400,100,102243.96961479999,102243.96961479991,0,3261.1654358526498,770494.86494934699,6926209.4894891605,875999.99999999953]
[null,1883,"50MW | 850MW | 100MW","Amarillo, TX",3,100,50,850,3400,100,101730.18082276599,101730.18082276599,0,3261.1654358526498,771008.65374138101,6930828.0910773892,875999.99999999965]
[null,1884,"50MW | 850MW | 100MW","Amarillo, TX",4,100,50,850,3400,100,101216.39203073199,101216.39203073196,0,3261.1654358526498,771522.44253341504,6935446.69266563,875999.99999999965]
[null,1885,"50MW | 850MW | 100MW","Amarillo, TX",5,100,50,850,3400,100,100702.603238697,100702.603238697,0,3261.1654358526498,772036.23132544896,6940065.2942538606,875999.9999999986]
[null,1886,"50MW | 850MW | 100MW","Amarillo, TX",6,100,50,850,3400,100,100188.814446663,100188.81444666297,0,3261.1654358526498,772550.02011748299,6944683.8958420902,875999.9999999986]
[null,1887,"50MW | 850MW | 100MW","Amarillo, TX",7,100,50,850,3400,100,99675.025654629499,99675.025654629411,0,3261.1654358526498,773063.80890951701,6949302.4974303199,875999.99999999907]
[null,1888,"50MW | 850MW | 100MW","Amarillo, TX",8,100,50,850,3400,100,99161.236862595295,99161.236862595266,0,3261.1654358526498,773577.59770155197,6953921.0990185598,875999.99999999988]
[null,1889,"50MW | 850MW | 100MW","Amarillo, TX",9,100,50,850,3400,100,98647.448070561106,98647.44807056112,0,3261.1654358526498,774091.386493586,6958539.7006067904,875999.99999999977]
[null,1890,"50MW | 850MW | 100MW","Amarillo, TX",10,100,50,850,3400,100,98133.659278526902,98133.659278526859,0,3261.1654358526498,774605.17528562003,6963158.3021950191,875999.99999999953]
[null,1891,"50MW | 850MW | 100MW","Amarillo, TX",11,100,50,850,3400,100,97619.8704864928,97619.870486492713,0,3261.1654358526498,775118.96407765395,6967776.9037832497,875999.9999999993]
[null,1892,"50MW | 850MW | 100MW","Amarillo, TX",12,100,50,850,3400,100,97106.081694458597,97106.081694458568,0,3261.1654358526498,775632.75286968797,6972395.5053714905,875999.99999999919]
[null,1893,"50MW | 850MW | 100MW","Amarillo, TX",13,100,50,850,3400,100,96592.292902424393,96592.292902424306,0,3261.1654358526498,776146.541661722,6977014.1069597201,875999.99999999895]
[null,1894,"50MW | 850MW | 100MW","Amarillo, TX",14,100,50,850,3400,100,96078.504110390306,96078.504110390277,0,3261.1654358526498,776660.33045375696,6981632.7085479498,875999.99999999988]
[null,1895,"50MW | 850MW | 100MW","Amarillo, TX",15,100,50,850,3400,100,95564.715318356102,95564.715318356015,0,3261.1654358526498,777174.11924579099,6986251.3101361906,875999.99999999965]
[null,1896,"50MW | 850MW | 100MW","Amarillo, TX",16,100,50,850,3400,100,95050.926526321899,95050.926526321869,0,3261.1654358526498,777687.90803782502,6990869.9117244203,875999.99999999953]
[null,1897,"50MW | 850MW | 100MW","Amarillo, TX",17,100,50,850,3400,100,94537.137734287695,94537.137734287608,0,3261.1654358526498,778201.69682985905,6995488.5133126508,875999.9999999993]
[null,1898,"50MW | 850MW | 100MW","Amarillo, TX",18,100,50,850,3400,100,94023.348942253593,94023.348942253579,0,3261.1654358526498,778715.48562189296,7000107.1149008796,875999.99999999919]
[null,1899,"50MW | 850MW | 100MW","Amarillo, TX",19,100,50,850,3400,100,93509.560150219404,93509.560150219317,0,3261.1654358526498,779229.27441392699,7004725.7164891204,875999.99999999895]
[null,1900,"50MW | 850MW | 100MW","Amarillo, TX",20,100,50,850,3400,100,92995.7713581852,92995.771358185215,0,0,783004.22864181397,7038659.9125298606,875999.99999999919]
[null,1901,"50MW | 850MW | 125MW","Amarillo, TX",1,100,50,850,3400,125,102757.75840683399,102757.75840683393,0,3261.1654358526498,769981.07615731203,6921590.8879009299,875999.9999999986]
[null,1902,"50MW | 850MW | 125MW","Amarillo, TX",2,100,50,850,3400,125,102243.96961479999,102243.96961479991,0,3261.1654358526498,770494.86494934699,6926209.4894891605,875999.99999999953]
[null,1903,"50MW | 850MW | 125MW","Amarillo, TX",3,100,50,850,3400,125,101730.18082276599,101730.18082276599,0,3261.1654358526498,771008.65374138101,6930828.0910773892,875999.99999999965]
[null,1904,"50MW | 850MW | 125MW","Amarillo, TX",4,100,50,850,3400,125,101216.39203073199,101216.39203073196,0,3261.1654358526498,771522.44253341504,6935446.69266563,875999.99999999965]
[null,1905,"50MW | 850MW | 125MW","Amarillo, TX",5,100,50,850,3400,125,100702.603238697,100702.603238697,0,3261.1654358526498,772036.23132544896,6940065.2942538606,875999.9999999986]
[null,1906,"50MW | 850MW | 125MW","Amarillo, TX",6,100,50,850,3400,125,100188.814446663,100188.81444666297,0,3261.1654358526498,772550.02011748299,6944683.8958420902,875999.9999999986]
[null,1907,"50MW | 850MW | 125MW","Amarillo, TX",7,100,50,850,3400,125,99675.025654629499,99675.025654629411,0,3261.1654358526498,773063.80890951701,6949302.4974303199,875999.99999999907]
[null,1908,"50MW | 850MW | 125MW","Amarillo, TX",8,100,50,850,3400,125,99161.236862595295,99161.236862595266,0,3261.1654358526498,773577.59770155197,6953921.0990185598,875999.99999999988]
[null,1909,"50MW | 850MW | 125MW","Amarillo, TX",9,100,50,850,3400,125,98647.448070561106,98647.44807056112,0,3261.1654358526498,774091.386493586,6958539.7006067904,875999.99999999977]
[null,1910,"50MW | 850MW | 125MW","Amarillo, TX",10,100,50,850,3400,125,98133.659278526902,98133.659278526859,0,3261.1654358526498,774605.17528562003,6963158.3021950191,875999.99999999953]
[null,1911,"50MW | 850MW | 125MW","Amarillo, TX",11,100,50,850,3400,125,97619.8704864928,97619.870486492713,0,3261.1654358526498,775118.96407765395,6967776.9037832497,875999.9999999993]
[null,1912,"50MW | 850MW | 125MW","Amarillo, TX",12,100,50,850,3400,125,97106.081694458597,97106.081694458568,0,3261.1654358526498,775632.75286968797,6972395.5053714905,875999.99999999919]
[null,1913,"50MW | 850MW | 125MW","Amarillo, TX",13,100,50,850,3400,125,96592.292902424393,96592.292902424306,0,3261.1654358526498,776146.541661722,6977014.1069597201,875999.99999999895]
[null,1914,"50MW | 850MW | 125MW","Amarillo, TX",14,100,50,850,3400,125,96078.504110390306,96078.504110390277,0,3261.1654358526498,776660.33045375696,6981632.7085479498,875999.99999999988]
[null,1915,"50MW | 850MW | 125MW","Amarillo, TX",15,100,50,850,3400,125,95564.715318356102,95564.715318356015,0,3261.1654358526498,777174.11924579099,6986251.3101361906,875999.99999999965]
[null,1916,"50MW | 850MW | 125MW","Amarillo, TX",16,100,50,850,3400,125,95050.926526321899,95050.926526321869,0,3261.1654358526498,777687.90803782502,6990869.9117244203,875999.99999999953]
[null,1917,"50MW | 850MW | 125MW","Amarillo, TX",17,100,50,850,3400,125,94537.137734287695,94537.137734287608,0,3261.1654358526498,778201.69682985905,6995488.5133126508,875999.9999999993]
[null,1918,"50MW | 850MW | 125MW","Amarillo, TX",18,100,50,850,3400,125,94023.348942253593,94023.348942253579,0,3261.1654358526498,778715.48562189296,7000107.1149008796,875999.99999999919]
[null,1919,"50MW | 850MW | 125MW","Amarillo, TX",19,100,50,850,3400,125,93509.560150219404,93509.560150219317,0,3261.1654358526498,779229.27441392699,7004725.7164891204,875999.99999999895]
[null,1920,"50MW | 850MW | 125MW","Amarillo, TX",20,100,50,850,3400,125,92995.7713581852,92995.771358185215,0,0,783004.22864181397,7038659.9125298606,875999.99999999919]
[null,1921,"50MW | 900MW | 0MW","Amarillo, TX",1,100,50,899.99999999999898,3599.99999999999,0,102757.75840683399,102757.75840683399,0,3452.9986967851501,0,0,106210.75710361914]
[null,1922,"50MW | 900MW | 0MW","Amarillo, TX",2,100,50,899.99999999999898,3599.99999999999,0,102243.96961479999,102243.96961479999,0,3452.9986967851501,0,0,105696.96831158514]
[null,1923,"50MW | 900MW | 0MW","Amarillo, TX",3,100,50,899.99999999999898,3599.99999999999,0,101730.18082276599,101730.18082276599,0,3452.9986967851501,0,0,105183.17951955114]
[null,1924,"50MW | 900MW | 0MW","Amarillo, TX",4,100,50,899.99999999999898,3599.99999999999,0,101216.39203073199,101216.39203073199,0,3452.9986967851501,0,0,104669.39072751714]
[null,1925,"50MW | 900MW | 0MW","Amarillo, TX",5,100,50,899.99999999999898,3599.99999999999,0,100702.603238697,100702.603238697,0,3452.9986967851501,0,0,104155.60193548215]
[null,1926,"50MW | 900MW | 0MW","Amarillo, TX",6,100,50,899.99999999999898,3599.99999999999,0,100188.814446663,100188.814446663,0,3452.9986967851501,0,0,103641.81314344815]
[null,1927,"50MW | 900MW | 0MW","Amarillo, TX",7,100,50,899.99999999999898,3599.99999999999,0,99675.025654629499,99675.025654629499,0,3452.9986967851501,0,0,103128.02435141464]
[null,1928,"50MW | 900MW | 0MW","Amarillo, TX",8,100,50,899.99999999999898,3599.99999999999,0,99161.236862595295,99161.236862595295,0,3452.9986967851501,0,0,102614.23555938044]
[null,1929,"50MW | 900MW | 0MW","Amarillo, TX",9,100,50,899.99999999999898,3599.99999999999,0,98647.448070561106,98647.448070561106,0,3452.9986967851501,0,0,102100.44676734625]
[null,1930,"50MW | 900MW | 0MW","Amarillo, TX",10,100,50,899.99999999999898,3599.99999999999,0,98133.659278526902,98133.659278526902,0,3452.9986967851501,0,0,101586.65797531205]
[null,1931,"50MW | 900MW | 0MW","Amarillo, TX",11,100,50,899.99999999999898,3599.99999999999,0,97619.8704864928,97619.8704864928,0,3452.9986967851501,0,0,101072.86918327794]
[null,1932,"50MW | 900MW | 0MW","Amarillo, TX",12,100,50,899.99999999999898,3599.99999999999,0,97106.081694458597,97106.081694458597,0,3452.9986967851501,0,0,100559.08039124374]
[null,1933,"50MW | 900MW | 0MW","Amarillo, TX",13,100,50,899.99999999999898,3599.99999999999,0,96592.292902424393,96592.292902424393,0,3452.9986967851501,0,0,100045.29159920954]
[null,1934,"50MW | 900MW | 0MW","Amarillo, TX",14,100,50,899.99999999999898,3599.99999999999,0,96078.504110390306,96078.504110390306,0,3452.9986967851501,0,0,99531.50280717545]
[null,1935,"50MW | 900MW | 0MW","Amarillo, TX",15,100,50,899.99999999999898,3599.99999999999,0,95564.715318356102,95564.715318356102,0,3452.9986967851501,0,0,99017.714015141246]
[null,1936,"50MW | 900MW | 0MW","Amarillo, TX",16,100,50,899.99999999999898,3599.99999999999,0,95050.926526321899,95050.926526321899,0,3452.9986967851501,0,0,98503.925223107042]
[null,1937,"50MW | 900MW | 0MW","Amarillo, TX",17,100,50,899.99999999999898,3599.99999999999,0,94537.137734287695,94537.137734287695,0,3452.9986967851501,0,0,97990.136431072839]
[null,1938,"50MW | 900MW | 0MW","Amarillo, TX",18,100,50,899.99999999999898,3599.99999999999,0,94023.348942253593,94023.348942253593,0,3452.9986967851501,0,0,97476.347639038737]
[null,1939,"50MW | 900MW | 0MW","Amarillo, TX",19,100,50,899.99999999999898,3599.99999999999,0,93509.560150219404,93509.560150219404,0,3452.9986967851501,0,0,96962.558847004548]
[null,1940,"50MW | 900MW | 0MW","Amarillo, TX",20,100,50,899.99999999999898,3599.99999999999,0,92995.7713581852,92995.7713581852,0,0,0,0,92995.7713581852]
[null,1941,"50MW | 900MW | 100MW","Amarillo, TX",1,100,50,899.99999999999898,3599.99999999999,100,102757.75840683399,102757.75840683402,0,3452.9986967851501,769789.24289638002,6919866.4411684293,875999.99999999919]
[null,1942,"50MW | 900MW | 100MW","Amarillo, TX",2,100,50,899.99999999999898,3599.99999999999,100,102243.96961479999,102243.96961479999,0,3452.9986967851501,770303.03168841405,6924485.0427566599,875999.99999999919]
[null,1943,"50MW | 900MW | 100MW","Amarillo, TX",3,100,50,899.99999999999898,3599.99999999999,100,101730.18082276599,101730.18082276608,0,3452.9986967851501,770816.82048044796,6929103.6443448896,875999.99999999919]
[null,1944,"50MW | 900MW | 100MW","Amarillo, TX",4,100,50,899.99999999999898,3599.99999999999,100,101216.39203073199,101216.39203073205,0,3452.9986967851501,771330.60927248199,6933722.2459331201,875999.99999999919]
[null,1945,"50MW | 900MW | 100MW","Amarillo, TX",5,100,50,899.99999999999898,3599.99999999999,100,100702.603238697,100702.60323869709,0,3452.9986967851501,771844.39806451695,6938340.84752136,875999.99999999919]
[null,1946,"50MW | 900MW | 100MW","Amarillo, TX",6,100,50,899.99999999999898,3599.99999999999,100,100188.814446663,100188.81444666306,0,3452.9986967851501,772358.18685655098,6942959.4491095897,875999.99999999919]
[null,1947,"50MW | 900MW | 100MW","Amarillo, TX",7,100,50,899.99999999999898,3599.99999999999,100,99675.025654629499,99675.025654629499,0,3452.9986967851501,772871.97564858501,6947578.0506978203,875999.99999999965]
[null,1948,"50MW | 900MW | 100MW","Amarillo, TX",8,100,50,899.99999999999898,3599.99999999999,100,99161.236862595295,99161.236862595353,0,3452.9986967851501,773385.76444061904,6952196.6522860592,875999.99999999953]
[null,1949,"50MW | 900MW | 100MW","Amarillo, TX",9,100,50,899.99999999999898,3599.99999999999,100,98647.448070561106,98647.448070561208,0,3452.9986967851501,773899.55323265295,6956815.2538742898,875999.9999999993]
[null,1950,"50MW | 900MW | 100MW","Amarillo, TX",10,100,50,899.99999999999898,3599.99999999999,100,98133.659278526902,98133.659278526946,0,3452.9986967851501,774413.34202468698,6961433.8554625195,875999.99999999907]
[null,1951,"50MW | 900MW | 100MW","Amarillo, TX",11,100,50,899.99999999999898,3599.99999999999,100,97619.8704864928,97619.8704864928,0,3452.9986967851501,774927.13081672206,6966052.45705075,876000]
[null,1952,"50MW | 900MW | 100MW","Amarillo, TX",12,100,50,899.99999999999898,3599.99999999999,100,97106.081694458597,97106.081694458655,0,3452.9986967851501,775440.91960875597,6970671.0586389899,875999.99999999977]
[null,1953,"50MW | 900MW | 100MW","Amarillo, TX",13,100,50,899.99999999999898,3599.99999999999,100,96592.292902424393,96592.292902424393,0,3452.9986967851501,775954.70840079,6975289.6602272196,875999.99999999953]
[null,1954,"50MW | 900MW | 100MW","Amarillo, TX",14,100,50,899.99999999999898,3599.99999999999,100,96078.504110390306,96078.504110390364,0,3452.9986967851501,776468.49719282403,6979908.2618154502,875999.99999999953]
[null,1955,"50MW | 900MW | 100MW","Amarillo, TX",15,100,50,899.99999999999898,3599.99999999999,100,95564.715318356102,95564.715318356102,0,3452.9986967851501,776982.28598485806,6984526.86340369,875999.9999999993]
[null,1956,"50MW | 900MW | 100MW","Amarillo, TX",16,100,50,899.99999999999898,3599.99999999999,100,95050.926526321899,95050.926526321957,0,3452.9986967851501,777496.07477689197,6989145.4649919197,875999.99999999907]
[null,1957,"50MW | 900MW | 100MW","Amarillo, TX",17,100,50,899.99999999999898,3599.99999999999,100,94537.137734287695,94537.137734287695,0,3452.9986967851501,778009.86356892704,6993764.0665801503,875999.99999999988]
[null,1958,"50MW | 900MW | 100MW","Amarillo, TX",18,100,50,899.99999999999898,3599.99999999999,100,94023.348942253593,94023.348942253666,0,3452.9986967851501,778523.65236096096,6998382.6681683799,875999.99999999977]
[null,1959,"50MW | 900MW | 100MW","Amarillo, TX",19,100,50,899.99999999999898,3599.99999999999,100,93509.560150219404,93509.560150219404,0,3452.9986967851501,779037.44115299499,7003001.2697566198,875999.99999999953]
[null,1960,"50MW | 900MW | 100MW","Amarillo, TX",20,100,50,899.99999999999898,3599.99999999999,100,92995.7713581852,92995.771358185215,0,0,783004.22864181397,7038659.9125298606,875999.99999999919]
[null,1961,"50MW | 900MW | 125MW","Amarillo, TX",1,100,50,899.99999999999898,3599.99999999999,125,102757.75840683399,102757.75840683402,0,3452.9986967851501,769789.24289638002,6919866.4411684293,875999.99999999919]
[null,1962,"50MW | 900MW | 125MW","Amarillo, TX",2,100,50,899.99999999999898,3599.99999999999,125,102243.96961479999,102243.96961479999,0,3452.9986967851501,770303.03168841405,6924485.0427566599,875999.99999999919]
[null,1963,"50MW | 900MW | 125MW","Amarillo, TX",3,100,50,899.99999999999898,3599.99999999999,125,101730.18082276599,101730.18082276608,0,3452.9986967851501,770816.82048044796,6929103.6443448896,875999.99999999919]
[null,1964,"50MW | 900MW | 125MW","Amarillo, TX",4,100,50,899.99999999999898,3599.99999999999,125,101216.39203073199,101216.39203073205,0,3452.9986967851501,771330.60927248199,6933722.2459331201,875999.99999999919]
[null,1965,"50MW | 900MW | 125MW","Amarillo, TX",5,100,50,899.99999999999898,3599.99999999999,125,100702.603238697,100702.60323869709,0,3452.9986967851501,771844.39806451695,6938340.84752136,875999.99999999919]
[null,1966,"50MW | 900MW | 125MW","Amarillo, TX",6,100,50,899.99999999999898,3599.99999999999,125,100188.814446663,100188.81444666306,0,3452.9986967851501,772358.18685655098,6942959.4491095897,875999.99999999919]
[null,1967,"50MW | 900MW | 125MW","Amarillo, TX",7,100,50,899.99999999999898,3599.99999999999,125,99675.025654629499,99675.025654629499,0,3452.9986967851501,772871.97564858501,6947578.0506978203,875999.99999999965]
[null,1968,"50MW | 900MW | 125MW","Amarillo, TX",8,100,50,899.99999999999898,3599.99999999999,125,99161.236862595295,99161.236862595353,0,3452.9986967851501,773385.76444061904,6952196.6522860592,875999.99999999953]
[null,1969,"50MW | 900MW | 125MW","Amarillo, TX",9,100,50,899.99999999999898,3599.99999999999,125,98647.448070561106,98647.448070561208,0,3452.9986967851501,773899.55323265295,6956815.2538742898,875999.9999999993]
[null,1970,"50MW | 900MW | 125MW","Amarillo, TX",10,100,50,899.99999999999898,3599.99999999999,125,98133.659278526902,98133.659278526946,0,3452.9986967851501,774413.34202468698,6961433.8554625195,875999.99999999907]
[null,1971,"50MW | 900MW | 125MW","Amarillo, TX",11,100,50,899.99999999999898,3599.99999999999,125,97619.8704864928,97619.8704864928,0,3452.9986967851501,774927.13081672206,6966052.45705075,876000]
[null,1972,"50MW | 900MW | 125MW","Amarillo, TX",12,100,50,899.99999999999898,3599.99999999999,125,97106.081694458597,97106.081694458655,0,3452.9986967851501,775440.91960875597,6970671.0586389899,875999.99999999977]
[null,1973,"50MW | 900MW | 125MW","Amarillo, TX",13,100,50,899.99999999999898,3599.99999999999,125,96592.292902424393,96592.292902424393,0,3452.9986967851501,775954.70840079,6975289.6602272196,875999.99999999953]
[null,1974,"50MW | 900MW | 125MW","Amarillo, TX",14,100,50,899.99999999999898,3599.99999999999,125,96078.504110390306,96078.504110390364,0,3452.9986967851501,776468.49719282403,6979908.2618154502,875999.99999999953]
[null,1975,"50MW | 900MW | 125MW","Amarillo, TX",15,100,50,899.99999999999898,3599.99999999999,125,95564.715318356102,95564.715318356102,0,3452.9986967851501,776982.28598485806,6984526.86340369,875999.9999999993]
[null,1976,"50MW | 900MW | 125MW","Amarillo, TX",16,100,50,899.99999999999898,3599.99999999999,125,95050.926526321899,95050.926526321957,0,3452.9986967851501,777496.07477689197,6989145.4649919197,875999.99999999907]
[null,1977,"50MW | 900MW | 125MW","Amarillo, TX",17,100,50,899.99999999999898,3599.99999999999,125,94537.137734287695,94537.137734287695,0,3452.9986967851501,778009.86356892704,6993764.0665801503,875999.99999999988]
[null,1978,"50MW | 900MW | 125MW","Amarillo, TX",18,100,50,899.99999999999898,3599.99999999999,125,94023.348942253593,94023.348942253666,0,3452.9986967851501,778523.65236096096,6998382.6681683799,875999.99999999977]
[null,1979,"50MW | 900MW | 125MW","Amarillo, TX",19,100,50,899.99999999999898,3599.99999999999,125,93509.560150219404,93509.560150219404,0,3452.9986967851501,779037.44115299499,7003001.2697566198,875999.99999999953]
[null,1980,"50MW | 900MW | 125MW","Amarillo, TX",20,100,50,899.99999999999898,3599.99999999999,125,92995.7713581852,92995.771358185215,0,0,783004.22864181397,7038659.9125298606,875999.99999999919]
[null,1981,"50MW | 950MW | 0MW","Amarillo, TX",1,100,50,950,3800,0,102757.75840683399,102757.75840683399,0,3644.8319577176699,0,0,106402.59036455167]
[null,1982,"50MW | 950MW | 0MW","Amarillo, TX",2,100,50,950,3800,0,102243.96961479999,102243.96961479999,0,3644.8319577176699,0,0,105888.80157251767]
[null,1983,"50MW | 950MW | 0MW","Amarillo, TX",3,100,50,950,3800,0,101730.18082276599,101730.18082276599,0,3644.8319577176699,0,0,105375.01278048367]
[null,1984,"50MW | 950MW | 0MW","Amarillo, TX",4,100,50,950,3800,0,101216.39203073199,101216.39203073199,0,3644.8319577176699,0,0,104861.22398844967]
[null,1985,"50MW | 950MW | 0MW","Amarillo, TX",5,100,50,950,3800,0,100702.603238697,100702.603238697,0,3644.8319577176699,0,0,104347.43519641468]
[null,1986,"50MW | 950MW | 0MW","Amarillo, TX",6,100,50,950,3800,0,100188.814446663,100188.814446663,0,3644.8319577176699,0,0,103833.64640438068]
[null,1987,"50MW | 950MW | 0MW","Amarillo, TX",7,100,50,950,3800,0,99675.025654629499,99675.025654629499,0,3644.8319577176699,0,0,103319.85761234717]
[null,1988,"50MW | 950MW | 0MW","Amarillo, TX",8,100,50,950,3800,0,99161.236862595295,99161.236862595295,0,3644.8319577176599,0,0,102806.06882031295]
[null,1989,"50MW | 950MW | 0MW","Amarillo, TX",9,100,50,950,3800,0,98647.448070561106,98647.448070561106,0,3644.8319577176699,0,0,102292.28002827878]
[null,1990,"50MW | 950MW | 0MW","Amarillo, TX",10,100,50,950,3800,0,98133.659278526902,98133.659278526902,0,3644.8319577176699,0,0,101778.49123624458]
[null,1991,"50MW | 950MW | 0MW","Amarillo, TX",11,100,50,950,3800,0,97619.8704864928,97619.8704864928,0,3644.8319577176599,0,0,101264.70244421046]
[null,1992,"50MW | 950MW | 0MW","Amarillo, TX",12,100,50,950,3800,0,97106.081694458597,97106.081694458597,0,3644.8319577176599,0,0,100750.91365217626]
[null,1993,"50MW | 950MW | 0MW","Amarillo, TX",13,100,50,950,3800,0,96592.292902424393,96592.292902424393,0,3644.8319577176699,0,0,100237.12486014207]
[null,1994,"50MW | 950MW | 0MW","Amarillo, TX",14,100,50,950,3800,0,96078.504110390306,96078.504110390306,0,3644.8319577176699,0,0,99723.336068107979]
[null,1995,"50MW | 950MW | 0MW","Amarillo, TX",15,100,50,950,3800,0,95564.715318356102,95564.715318356102,0,3644.8319577176699,0,0,99209.547276073776]
[null,1996,"50MW | 950MW | 0MW","Amarillo, TX",16,100,50,950,3800,0,95050.926526321899,95050.926526321899,0,3644.8319577176699,0,0,98695.758484039572]
[null,1997,"50MW | 950MW | 0MW","Amarillo, TX",17,100,50,950,3800,0,94537.137734287695,94537.137734287695,0,3644.8319577176699,0,0,98181.969692005368]
[null,1998,"50MW | 950MW | 0MW","Amarillo, TX",18,100,50,950,3800,0,94023.348942253593,94023.348942253593,0,3644.8319577176699,0,0,97668.180899971267]
[null,2025,"50MW | 950MW | 125MW","Amarillo, TX",5,100,50,950,3800,125,100702.603238697,100702.60323869703,0,3644.8319577176699,771652.56480358401,6936616.4007888604,875999.99999999872]
[null,2112,"100MW | 0MW | 0MW","Amarillo, TX",12,100,100,0,0,0,194212.16338891699,194212.16338891699,0,0,0,0,194212.16338891699]
[null,2239,"100MW | 100MW | 0MW","Amarillo, TX",19,100,100,100,400.00000000000102,0,187019.12030043799,187019.12030043799,0,383.66652186501801,0,0,187402.78682230302]
[null,2356,"100MW | 200MW | 0MW","Amarillo, TX",16,100,100,199.99999999999901,799.99999999999795,0,190101.85305264301,190101.85305264301,0,767.33304373003295,0,0,190869.18609637304]
[null,2483,"100MW | 300MW | 100MW","Amarillo, TX",3,100,100,299.99999999999898,1199.99999999999,100,203460.36164553199,203460.36164553196,0,1150.9995655950499,671388.63878887205,6035313.8906648094,875999.99999999907]
[null,2512,"100MW | 300MW | 125MW","Amarillo, TX",12,100,100,299.99999999999898,1199.99999999999,125,194212.16338891699,194212.16338891699,0,1150.9995655950499,680636.83704548702,6118448.7192529999,875999.99999999907]
[null,2629,"100MW | 400MW | 125MW","Amarillo, TX",9,100,100,400,1600,125,197294.89614112201,197294.89614112204,0,1534.66608746007,677170.43777141697,6087288.2162585994,875999.99999999907]
[null,2756,"100MW | 500MW | 125MW","Amarillo, TX",16,100,100,499.99999999999898,1999.99999999999,125,190101.85305264301,190101.85305264298,0,1918.3326093250801,683979.81433803099,6148499.7450288599,875999.99999999907]
[null,2873,"100MW | 600MW | 125MW","Amarillo, TX",13,100,100,599.99999999999898,2399.99999999999,125,193184.585804848,193184.58580484803,0,2301.9991311900999,680513.41506396094,6117339.2420344604,875999.99999999907]
[null,2902,"100MW | 650MW | 100MW","Amarillo, TX",2,100,100,649.99999999999898,2599.99999999999,100,204487.93922959999,204487.93922960002,0,2493.8323921226101,669018.22837827599,6014005.5603608396,875999.9999999986]
[null,3029,"100MW | 750MW | 100MW","Amarillo, TX",9,100,100,749.99999999999898,2999.99999999999,100,197294.89614112201,197294.89614112201,0,2877.4989139876302,675827.60494489002,6075217.0891310992,875999.99999999965]
[null,3146,"100MW | 850MW | 100MW","Amarillo, TX",6,100,100,850,3400,100,200377.628893327,200377.62889332691,0,3261.1654358526498,672361.20567081997,6044056.5861367006,875999.99999999953]
[null,3175,"100MW | 850MW | 125MW","Amarillo, TX",15,100,100,850,3400,125,191129.430636712,191129.43063671194,0,3261.1654358526498,681609.40392743505,6127191.4147248892,875999.99999999953]
[null,3302,"100MW | 1000MW | 0MW","Amarillo, TX",2,100,100,1000,4000.00000000001,0,204487.93922959999,204487.93922959999,0,3836.6652186501801,0,0,208324.60444825017]
[null,3419,"150MW | 0MW | 125MW","Amarillo, TX",19,100,150,0,0,125,280528.68045065802,276263.93455415196,0,0,599736.06544584804,5391207.4131123601,876000]
[null,3553,"150MW | 150MW | 0MW","Amarillo, TX",13,100,150,149.99999999999901,599.99999999999898,0,289776.87870727299,289776.87870727299,6918.8529611679596,6940.84450707205,0,-1.06787367837313E-13,289798.87025317707]
[null,3662,"150MW | 250MW | 0MW","Amarillo, TX",2,100,150,250,1000,0,306731.90884440101,306731.90884440101,13059.970328483299,12974.3390068672,0,-2.6347537485094099E-13,306646.27752278489]
[null,3691,"150MW | 250MW | 100MW","Amarillo, TX",11,100,150,250,1000,100,292859.61145947798,292859.61145947792,7916.5823746577098,8242.4220893476304,582814.54882583104,5239094.8237600401,875999.99999999884]
[null,3818,"150MW | 350MW | 100MW","Amarillo, TX",18,100,150,349.99999999999898,1399.99999999999,100,282070.04682675999,282070.04682676005,4672.7342974938201,5641.7483802218703,592960.93909051095,5330303.7697663298,875999.99999999907]
[null,3935,"150MW | 450MW | 100MW","Amarillo, TX",15,100,150,449.99999999999898,1799.99999999999,100,286694.145955068,286694.14595506806,5979.1125126008701,7227.2828599853801,588057.68369754695,5286226.9360623602,875999.99999999953]
[null,3964,"150MW | 500MW | 0MW","Amarillo, TX",4,100,150,499.99999999999898,1999.99999999999,0,303649.17609219602,303649.17609219602,11840.643173201801,12811.7243286707,0,-1.0279531670320799E-13,304620.25724766491]
[null,4081,"150MW | 600MW | 0MW","Amarillo, TX",1,100,150,599.99999999999898,2399.99999999999,0,308273.27522050298,308273.27522050298,13687.368588973601,14894.3782330458,0,-1.2375358515726E-13,309480.28486457519]
[null,4208,"150MW | 700MW | 0MW","Amarillo, TX",8,100,150,700,2800,0,297483.710587785,297483.710587785,9527.4679932939307,11450.936206885501,0,-4.7904613609262002E-14,299407.17880137655]
[null,4335,"150MW | 800MW | 0MW","Amarillo, TX",15,100,150,799.99999999999898,3199.99999999999,0,286694.145955068,286694.14595506794,5979.1125126008701,8570.1156865129396,0,-4.5908588042209396E-14,289285.14912898]
[null,4354,"150MW | 800MW | 100MW","Amarillo, TX",14,100,150,799.99999999999898,3199.99999999999,100,288235.51233116997,288235.51233116997,6443.1516046188599,8997.0316511694891,585210.60762227804,5260633.7150989408,875999.9999999986]
[null,4481,"150MW | 900MW | 125MW","Amarillo, TX",1,100,150,899.99999999999898,3599.99999999999,125,308273.27522050298,308273.27522050287,13687.368588973601,16045.3777986409,565368.71556982899,5082268.9948718604,875999.99999999907]
[null,4608,"150MW | 1000MW | 125MW","Amarillo, TX",8,100,150,1000,4000.00000000001,125,297483.710587785,297483.710587785,9527.4679932939307,12601.9357724806,575441.82163302705,5172819.1672057696,875999.99999999872]
[null,4725,"200MW | 50MW | 125MW","Amarillo, TX",5,100,200,49.999999999999901,199.99999999999901,125,402810.41295479098,381436.4890662274,47908.874742786997,44267.998024296598,498204.38765226299,4478508.7019224903,876000]
[null,4754,"200MW | 100MW | 0MW","Amarillo, TX",14,100,200,100,400.00000000000102,0,384314.01644156099,382776.76037579478,54663.824186254104,50674.384773218801,0,-3.2260763227487296E-13,378787.32096275949]
[null,4871,"200MW | 200MW | 0MW","Amarillo, TX",11,100,200,199.99999999999901,799.99999999999795,0,390479.48194597103,390479.48194597103,60515.0143555143,56441.146250803198,0,-3.8548243763702999E-13,386405.61384125991]
[null,4984,"200MW | 300MW | 0MW","Amarillo, TX",4,100,200,299.99999999999898,1199.99999999999,0,404865.56812292797,404865.56812292791,70776.619699233706,66265.489688890098,0,-1.8563037773588998E-13,400354.43811258429]
[null,5124,"200MW | 400MW | 100MW","Amarillo, TX",4,100,200,400,1600,100,404865.56812292797,404865.56812292791,70776.619699233706,66649.1562107551,475261.89536555001,4272271.7560095396,875999.9999999993]
[null,5143,"200MW | 400MW | 125MW","Amarillo, TX",3,100,200,400,1600,125,406920.72329106397,406920.72329106386,72279.901111345403,68032.1751098979,473327.00271038199,4254878.4254644401,875999.99999999837]
[null,5270,"200MW | 500MW | 125MW","Amarillo, TX",10,100,200,499.99999999999898,1999.99999999999,125,392534.63711410703,392534.63711410714,61952.673781158897,58914.792487991297,486503.24417905899,4373323.6128988201,875999.9999999986]
[null,5397,"200MW | 600MW | 125MW","Amarillo, TX",17,100,200,599.99999999999898,2399.99999999999,125,378148.55093715101,378148.55093715101,52113.098954333997,50246.050169177302,499718.49784800498,4492119.4927050704,875999.9999999993]
[null,5514,"200MW | 700MW | 125MW","Amarillo, TX",14,100,200,700,2800,125,384314.01644156099,384314.01644156105,56269.898629436299,54453.972392136602,493501.909795738,4436236.7177268304,875999.99999999942]
[null,5543,"200MW | 750MW | 100MW","Amarillo, TX",3,100,200,749.99999999999898,2999.99999999999,100,406920.72329106397,406920.72329106409,72279.901111345403,69375.007936425405,471984.16988385498,4242807.2983369306,875999.99999999907]
[null,5660,"200MW | 850MW | 0MW","Amarillo, TX",20,100,200,850,3400,0,371983.08543274098,371983.08543274098,48073.8907531812,44227.979492926701,0,-2.3952306804631E-13,368137.17417248647]
[null,5787,"200MW | 950MW | 100MW","Amarillo, TX",7,100,200,950,3800,100,398700.10261851799,398700.10261851799,66321.810812473006,64660.897905192804,478960.81028876198,4305522.4119287599,875999.99999999977]
[null,5914,"250MW | 0MW | 100MW","Amarillo, TX",14,100,250,0,0,100,480392.52055195102,350189.64329041599,0,0,525810.35670958401,4726667.0395694599,876000]
[null,5933,"250MW | 0MW | 125MW","Amarillo, TX",13,100,250,0,0,125,482961.46451212198,350603.16926722403,0,0,525396.83073277597,4722949.7305061398,876000]
[null,6060,"250MW | 100MW | 125MW","Amarillo, TX",20,100,250,100,400.00000000000102,125,464978.85679092602,423130.75967974268,75740.813586899501,69681.548499947501,458764.76455495699,4123974.0980138797,875836.25914774765]
[null,6177,"250MW | 200MW | 125MW","Amarillo, TX",17,100,250,199.99999999999901,799.99999999999795,125,472685.68867143802,469316.23449223599,120404.47459053301,111539.44966702,415548.79043127701,3735492.7418238702,876000]
[null,6304,"250MW | 350MW | 0MW","Amarillo, TX",4,100,250,349.99999999999898,1399.99999999999,0,506081.96015365998,506081.96015365992,152049.35836012699,141228.24251784501,-4.1300296516055798E-14,-3.7126075547177997E-13,495260.84431137796]
[null,6333,"250MW | 350MW | 100MW","Amarillo, TX",13,100,250,349.99999999999898,1399.99999999999,100,482961.46451212198,482961.46451212204,132358.29524489801,123112.46445183401,402284.36628094199,3616254.8538092701,876000]
[null,6415,"250MW | 400MW | 125MW","Amarillo, TX",15,100,250,400,1600,125,477823.57659178,477823.57659178,128051.966696073,119342.475447847,406885.91465644498,3657619.5526211802,875999.99999999895]
[null,6576,"250MW | 550MW | 100MW","Amarillo, TX",16,100,250,550,2200,100,475254.63263160898,475254.63263160893,125907.512964528,117945.077797623,408707.80253529397,3673997.04933052,875999.9999999979]
[null,6605,"250MW | 600MW | 0MW","Amarillo, TX",5,100,250,599.99999999999898,2399.99999999999,0,503513.01619348902,503513.01619348902,149841.583651489,140156.25609056,-2.5812685322534801E-14,-2.32037972169862E-13,493827.68863256002]
[null,6722,"250MW | 700MW | 0MW","Amarillo, TX",2,100,250,700,2800,0,511219.84807400103,511219.84807400103,156489.451476444,146655.961011384,-3.5749181392930003E-14,-3.2136011629546601E-13,501386.35760894103]
[null,6849,"250MW | 800MW | 0MW","Amarillo, TX",9,100,250,799.99999999999898,3199.99999999999,0,493237.24035280501,493237.24035280501,141054.58933985201,132839.554367584,-2.81996648254789E-14,-2.5349524701567802E-13,485022.20538053697]
[null,6966,"250MW | 900MW | 0MW","Amarillo, TX",6,100,250,899.99999999999898,3599.99999999999,0,500944.072233318,500944.072233318,147638.29869787401,139280.23349882901,-3.3861802251067199E-14,-3.04393898975519E-13,492586.007034273]
[null,6995,"250MW | 900MW | 100MW","Amarillo, TX",15,100,250,899.99999999999898,3599.99999999999,100,477823.57659178,477823.57659178006,128051.966696073,121260.80805717201,404967.58204712003,3640375.0852961699,875999.99999999907]
[null,7122,"250MW | 1000MW | 125MW","Amarillo, TX",2,100,250,1000,4000.00000000001,125,511219.84807400103,511219.84807400103,156489.451476444,147806.96057697901,373462.64282546297,3357167.73515093,875999.99999999895]
[null,7239,"300MW | 50MW | 100MW","Amarillo, TX",19,100,300,49.999999999999901,199.99999999999901,100,561057.36090131605,407888.70137525676,47394.641416910403,43794.903364490099,471456.48354587401,4238063.76753892,875745.44686871045]
[null,7366,"300MW | 150MW | 125MW","Amarillo, TX",6,100,300,149.99999999999901,599.99999999999898,125,601132.88667998195,530653.07649257896,165924.33658790999,153225.889443675,358045.37065165601,3218577.2503989302,876000]
[null,7385,"300MW | 200MW | 0MW","Amarillo, TX",5,100,300,199.99999999999901,799.99999999999795,0,604215.61943218706,570983.76036341675,205755.441952597,190062.339640119,0,-3.5161237879610602E-13,555290.65805093874]
[null,7512,"300MW | 300MW | 0MW","Amarillo, TX",12,100,300,299.99999999999898,1199.99999999999,0,582636.49016675097,579140.67122575047,216307.97043780901,200154.33236838001,0,-2.0858467175699499E-13,562987.0331563215]
[null,7639,"300MW | 400MW | 0MW","Amarillo, TX",19,100,300,400,1600,0,561057.36090131605,561057.36090131605,200308.74781168101,185818.71407420599,0,-4.23157420215147E-13,546567.32716384099]
[null,7756,"300MW | 500MW | 0MW","Amarillo, TX",16,100,300,499.99999999999898,1999.99999999999,0,570305.55915793101,570305.55915793101,208573.13056249401,193805.612726819,0,-3.7924485773999001E-13,555538.04132225597]
[null,7785,"300MW | 500MW | 125MW","Amarillo, TX",5,100,300,499.99999999999898,1999.99999999999,125,604215.61943218706,604215.61943218717,239206.021725325,221987.87259662399,289002.52969651303,2597930.4402008699,875999.99999999919]
[null,7908,"300MW | 600MW | 125MW","Amarillo, TX",8,100,300,599.99999999999898,2399.99999999999,125,594967.42117557104,594967.42117557116,230812.392666197,214649.40038409099,297195.571106533,2671580.1473479602,875999.99999999814]
[null,8028,"300MW | 700MW | 125MW","Amarillo, TX",8,100,300,700,2800,125,594967.42117557104,594967.42117557104,230812.392666197,215033.06690595599,296811.90458466799,2668131.25388296,875999.99999999802]
[null,8155,"300MW | 800MW | 125MW","Amarillo, TX",15,100,300,799.99999999999898,3199.99999999999,125,573388.291910136,573388.291910136,211338.28439569901,197500.553818963,316449.43866659899,2844658.9390056501,875999.99999999895]
[null,8174,"300MW | 850MW | 0MW","Amarillo, TX",14,100,300,850,3400,0,576471.02466234099,576471.02466234099,214108.153138964,200240.666323699,0,-2.44076501371148E-13,562603.53784707596]
[null,8301,"300MW | 950MW | 100MW","Amarillo, TX",1,100,300,950,3800,100,616546.55044100701,616546.5504410069,250456.04836503899,234064.39645355401,275845.101470478,2479654.3706485699,876000]
[null,8428,"350MW | 0MW | 100MW","Amarillo, TX",8,100,350,0,0,100,694128.65803816705,371951.52846440702,0,0,504048.47153559298,4531042.9251749106,876000]
[null,8545,"350MW | 100MW | 100MW","Amarillo, TX",5,100,350,100,400.00000000000102,100,704918.22267088399,501901.77454166941,129462.362730155,119489.040233608,383855.294287086,3450590.3969349,875783.74633220839]
[null,8574,"350MW | 100MW | 125MW","Amarillo, TX",14,100,350,100,400.00000000000102,125,672549.52877273201,478086.96723944944,107621.06786186701,99395.0489547826,406139.05166763498,3650905.7771558701,876000]
[null,8701,"350MW | 250MW | 0MW","Amarillo, TX",1,100,350,250,1000,0,719304.30884784099,664637.18137540505,291220.18146973901,268881.73325682298,0,-1.9161845443704801E-13,642298.73316248902]
[null,8818,"350MW | 300MW | 125MW","Amarillo, TX",18,100,350,299.99999999999898,1199.99999999999,125,658163.44259577501,611294.21969314304,241872.16025459999,223673.38699982699,282904.55356163002,2543113.9033315601,876000]
[null,8945,"350MW | 450MW | 0MW","Amarillo, TX",5,100,350,449.99999999999898,1799.99999999999,0,704918.22267088399,696459.20399883343,323983.93961874698,299791.72379764001,0,-2.3153896577809899E-13,672266.98817772651]
[null,8964,"350MW | 450MW | 100MW","Amarillo, TX",4,100,350,449.99999999999898,1799.99999999999,100,708514.74421512405,699304.05254032742,326749.327765928,302335.88089304703,200782.61369837401,1804895.1493187901,875673.21936582052]
[null,9091,"350MW | 550MW | 100MW","Amarillo, TX",11,100,350,550,2200,100,683339.09340544895,679922.39793842169,308991.16856177599,286382.040947092,218397.48660870999,1963240.52637168,875710.75693244766]
[null,9218,"350MW | 650MW | 100MW","Amarillo, TX",18,100,350,649.99999999999898,2599.99999999999,100,658163.44259577501,657505.27915317938,288380.84194001299,267804.20697693498,238773.733584523,2146408.7233113502,875702.37777462439]
[null,9335,"350MW | 750MW | 100MW","Amarillo, TX",15,100,350,749.99999999999898,2999.99999999999,100,668953.00722849194,668653.61301651108,298445.321410843,277447.194611963,228344.513782369,2052657.3377438502,876000]
[null,9436,"350MW | 850MW | 0MW","Amarillo, TX",16,100,350,850,3400,0,665356.48568425304,665356.48568425304,295407.76128328999,275036.30581648002,0,-5.78847414445249E-14,644985.03021744313]
[null,9480,"350MW | 850MW | 125MW","Amarillo, TX",20,100,350,850,3400,125,650970.39950729604,650970.39950729604,282087.65615779802,259520.64366517399,247596.61298532601,2225720.2331089904,875999.99999999802]
[null,9607,"350MW | 1000MW | 0MW","Amarillo, TX",7,100,350,1000,4000.00000000001,0,697725.17958240595,696329.7292232411,324359.21523609298,302247.14323585603,0,-9.5809227218524004E-14,674217.65722300415]
[null,9734,"400MW | 50MW | 0MW","Amarillo, TX",14,100,400,49.999999999999901,199.99999999999901,0,768628.03288312198,432737.58251319756,56560.3240663584,52197.336031880099,0,-3.1936409072841305E-14,428374.59447871929]
[null,9753,"400MW | 50MW | 100MW","Amarillo, TX",13,100,400,49.999999999999901,199.99999999999901,100,772738.34321939503,434278.94888930005,57831.464749152401,53363.013753632498,446158.340877373,4010651.1736489702,875968.83877115312]
[null,9880,"400MW | 150MW | 100MW","Amarillo, TX",20,100,400,149.99999999999901,599.99999999999898,100,743966.17086548195,515386.10120388499,140438.370857562,129203.301188957,371848.96846472,3342661.93221991,876000]
[null,10007,"400MW | 250MW | 125MW","Amarillo, TX",7,100,400,250,1000,125,797400.20523703599,666445.07108721207,288763.83260754403,266592.21375785,231726.54776248199,2083059.45580128,876000]
[null,10124,"400MW | 350MW | 125MW","Amarillo, TX",4,100,400,349.99999999999898,1399.99999999999,125,809731.13624585595,747381.83875492495,369293.47043586097,341049.51287745102,156701.00567908201,1408632.3503509699,875838.88687559706]
[null,10153,"400MW | 400MW | 0MW","Amarillo, TX",13,100,400,400,1600,0,772738.34321939503,727919.51931267011,351554.93423305399,324962.795444749,0,-2.8143960495441401E-13,701327.38052436511]
[null,10270,"400MW | 500MW | 0MW","Amarillo, TX",10,100,400,499.99999999999898,1999.99999999999,0,785069.27422821498,745815.81051680422,368671.95789597998,341080.48953219003,0,-1.7565024990062698E-13,718224.34215301427]
[null,10397,"400MW | 600MW | 0MW","Amarillo, TX",17,100,400,599.99999999999898,2399.99999999999,0,756297.10187430202,731339.29751245002,355448.69915626699,329314.80235495599,0,-2.23554863509889E-13,705205.40071113897]
[null,10426,"400MW | 600MW | 125MW","Amarillo, TX",6,100,400,599.99999999999898,2399.99999999999,125,801510.51557330904,761215.74298074306,383343.484252239,354943.78136272501,143183.95990877101,1287123.5708079098,876000.00000000012]
[null,10543,"400MW | 700MW | 125MW","Amarillo, TX",3,100,400,700,2800,125,813841.44658212899,771521.69135985826,393305.05499837903,364478.45876672398,133086.78234323399,1196357.0125180301,875781.87747143721]
[null,10670,"400MW | 800MW | 125MW","Amarillo, TX",10,100,400,799.99999999999898,3199.99999999999,125,785069.27422821498,756806.78035599925,379915.21066153498,352575.28164209501,146329.01691724401,1315395.4317741799,875795.86825380335]
[null,10797,"400MW | 900MW | 125MW","Amarillo, TX",17,100,400,899.99999999999898,3599.99999999999,125,756297.10187430202,738649.48470924399,363029.10963083198,337439.77955715102,162939.845364437,1464715.1519345301,876000]
[null,10867,"400MW | 1000MW | 0MW","Amarillo, TX",7,100,400,1000,4000.00000000001,0,797400.20523703599,767896.39764326566,390088.86347670201,362688.74107146298,0,-9.5809227218524004E-14,740496.27523802663]
[null,10942,"500MW | 0MW | 100MW","Amarillo, TX",2,100,500,0,0,100,1022439.696148,385459.76544779591,0,0,490214.96782436798,4406689.4102635896,875674.7332721639]
[null,11059,"500MW | 100MW | 0MW","Amarillo, TX",19,100,500,100,400.00000000000102,0,935095.60150219395,483444.42597663432,100760.431781783,92972.221302083504,0,-2.7145947711915099E-13,475656.21549693483]
[null,11186,"500MW | 200MW | 100MW","Amarillo, TX",6,100,500,199.99999999999901,799.99999999999795,100,1001888.14446663,645188.64569458994,259984.65286611201,239697.54529268399,251098.46187883799,2257199.4033674398,876000]
[null,11215,"500MW | 200MW | 125MW","Amarillo, TX",15,100,500,199.99999999999901,799.99999999999795,125,955647.15318356105,599941.75606664899,216150.55037891999,199421.18855786501,292787.60575440602,2631955.6244080802,876000]
[null,11332,"500MW | 300MW | 125MW","Amarillo, TX",12,100,500,299.99999999999898,1199.99999999999,125,971060.816944586,719113.817256585,334839.49364274001,308981.64012704999,182744.03625910499,1642740.96514397,876000]
[null,11459,"500MW | 400MW | 125MW","Amarillo, TX",19,100,500,400,1600,125,935095.60150219395,748076.48120175523,365318.25535757898,337445.53385582101,155429.319202427,1397200.7791063702,875633.07890242431]
[null,11576,"500MW | 500MW | 125MW","Amarillo, TX",16,100,500,499.99999999999898,1999.99999999999,125,950509.26526321901,801279.31061689369,417955.17506206402,386238.12375041802,106133.53784455699,954066.21174608101,875695.79714980465]
[null,11605,"500MW | 550MW | 100MW","Amarillo, TX",5,100,500,550,2200,100,1007026.03238697,831484.08669974329,446131.52428982098,412289.860503959,78357.577086118705,704379.767700247,876000]
[null,11732,"500MW | 650MW | 100MW","Amarillo, TX",12,100,500,649.99999999999898,2599.99999999999,100,971060.816944586,822403.44714265596,438129.12352881097,405350.93244876299,86374.743937392006,776448.48567639792,876000]
[null,11849,"500MW | 750MW | 100MW","Amarillo, TX",9,100,500,749.99999999999898,2999.99999999999,100,986474.48070561094,832168.98627729865,447422.83003011899,414267.76619643701,76986.077556383301,692050.94697759592,876000]
[null,11976,"500MW | 850MW | 100MW","Amarillo, TX",16,100,500,850,3400,100,950509.26526321901,821240.00518742111,437740.38784516603,405783.35233739897,86588.309257576693,778368.28840913402,875871.27893723082]
[null,12005,"500MW | 900MW | 0MW","Amarillo, TX",5,100,500,899.99999999999898,3599.99999999999,0,1007026.03238697,842880.78910789383,457509.59523830999,424100.51860309602,0,-1.4770589196189099E-13,809471.71247267979]
[null,12122,"500MW | 1000MW | 0MW","Amarillo, TX",2,100,500,1000,4000.00000000001,0,1022439.696148,849647.38749898796,463536.43956495798,430011.96393027902,0,-1.2774563629136499E-13,816122.91186430899]
[null,12249,"550MW | 50MW | 0MW","Amarillo, TX",9,100,550,49.999999999999901,199.99999999999901,0,1085121.9287761699,451410.72237088671,64016.098554883603,59012.069255680697,0,0,446406.69307168381]
[null,12366,"550MW | 150MW | 0MW","Amarillo, TX",6,100,550,149.99999999999901,599.99999999999898,0,1102076.9589133,588509.09605970222,200447.231108715,184621.31717616,0,-1.6167807093125901E-13,572683.18212714721]
[null,12470,"550MW | 200MW | 125MW","Amarillo, TX",10,100,550,199.99999999999901,799.99999999999795,125,1079470.2520637901,631424.02921757696,244148.17912916499,225042.83564619601,263681.31426539202,2370310.4383258903,876000]
[null,12521,"550MW | 250MW | 125MW","Amarillo, TX",1,100,550,250,1000,125,1130335.34247518,743760.65534866834,355452.20821895101,327578.54635157902,159945.232889557,1437795.68201409,875832.22637085337]
[null,12638,"550MW | 350MW | 100MW","Amarillo, TX",18,100,550,349.99999999999898,1399.99999999999,100,1034256.8383647799,730185.32788553461,344544.05304611399,318032.165493168,171859.352396089,1544895.2764941598,875532.79272867762]
[null,12765,"550MW | 450MW | 125MW","Amarillo, TX",5,100,550,449.99999999999898,1799.99999999999,125,1107728.63562567,846304.67761801183,458364.50282465899,423050.00346285099,64995.975529887102,584268.32283081394,875986.1537860909]
[null,12784,"550MW | 500MW | 0MW","Amarillo, TX",4,100,550,499.99999999999898,1999.99999999999,0,1113380.31233805,853962.6995632844,465425.05327460403,429731.33988016099,0,-2.9541178392378198E-13,818268.98616884137]
[null,12911,"550MW | 600MW | 0MW","Amarillo, TX",11,100,550,599.99999999999898,2399.99999999999,0,1073818.5753514201,846169.03737691906,459425.114702116,424638.48571834399,0,-3.9122101114230596E-13,811382.40839314705]
[null,13038,"550MW | 700MW | 0MW","Amarillo, TX",18,100,550,700,2800,0,1034256.8383647799,836713.78223710693,450767.56684051402,417100.63101054402,0,-2.7944357938736103E-13,803046.84640713688]
[null,13155,"550MW | 800MW | 0MW","Amarillo, TX",15,100,550,799.99999999999898,3199.99999999999,0,1051211.86850191,847276.76601253951,460973.15296251402,426854.82699193101,0,-2.6347537485094099E-13,813158.44004195649]
[null,13184,"550MW | 800MW | 125MW","Amarillo, TX",4,100,550,799.99999999999898,3199.99999999999,125,1113380.31233805,866209.88299900282,478652.988489946,443052.03984386998,44861.216237399101,403270.93112285197,875470.15059032594]
[null,13311,"550MW | 900MW | 125MW","Amarillo, TX",11,100,550,899.99999999999898,3599.99999999999,125,1073818.5753514201,857706.5172606362,470568.59242068802,436041.484785026,52820.5903750258,474820.13305821898,876000]
[null,13428,"550MW | 1000MW | 125MW","Amarillo, TX",8,100,550,1000,4000.00000000001,125,1090773.6054885399,864715.45619192207,477164.80443686602,442475.05658905703,45974.291655886896,413276.69998226396,876000]
[null,13457,"600MW | 0MW | 0MW","Amarillo, TX",17,100,600,0,0,0,1134445.65281145,389114.85891432728,0,0,0,0,389114.85891432728]
[null,13574,"600MW | 100MW | 0MW","Amarillo, TX",14,100,600,100,400.00000000000102,0,1152942.0493246799,503835.67555488518,114847.097556958,105880.712361756,0,-5.1896664743367101E-14,494869.29035968316]
[null,13701,"600MW | 200MW | 100MW","Amarillo, TX",1,100,600,199.99999999999901,799.99999999999795,100,1233093.1008820101,681900.48478775145,291805.92659203702,268719.34749256598,216638.43649665199,1947427.8971993502,875452.34218493244]
[null,13828,"600MW | 300MW | 100MW","Amarillo, TX",8,100,600,299.99999999999898,1199.99999999999,100,1189934.84235114,765128.10363178304,375936.78133310197,346550.770706765,139675.24660563699,1255582.69431205,875417.33961108304]
[null,13901,"600MW | 350MW | 125MW","Amarillo, TX",1,100,600,349.99999999999898,1399.99999999999,125,1233093.1008820101,849601.1465077051,458993.010819741,423106.96476485103,62250.819224366598,559591.28925359901,875965.91967718164]
[null,13973,"600MW | 400MW | 125MW","Amarillo, TX",13,100,600,400,1600,125,1159107.5148290901,821434.64616528293,432321.68110487598,398842.38096905901,88044.653970534098,791459.80793732207,876000]
[null,14100,"600MW | 500MW | 125MW","Amarillo, TX",20,100,600,499.99999999999898,1999.99999999999,125,1115949.25629822,826918.39891698095,439169.531833663,403655.10788263701,84198.336300782699,756884.10450862593,875602.31126673764]
[null,14217,"600MW | 600MW | 125MW","Amarillo, TX",17,100,600,599.99999999999898,2399.99999999999,125,1134445.65281145,853103.13091421034,464853.18530657701,429565.76663867,57865.712387377302,520172.24836385099,875681.42463368061]
[null,14246,"600MW | 650MW | 100MW","Amarillo, TX",6,100,600,649.99999999999898,2599.99999999999,100,1202265.7733599599,878710.74778893031,488683.11812515999,451518.73770600598,34453.632630223598,309714.03980286903,875999.99999999988]
[null,14363,"600MW | 750MW | 100MW","Amarillo, TX",3,100,600,749.99999999999898,2999.99999999999,100,1220762.1698731901,886887.49441097653,496486.98128261103,459024.36505024502,26575.121821389399,238891.74258901598,876000]
[null,14490,"600MW | 850MW | 100MW","Amarillo, TX",10,100,600,850,3400,100,1177603.91134232,878492.5178613707,489315.05250331003,452944.24142094201,33541.784410167602,301517.16259831894,875663.49118917028]
[null,14617,"600MW | 950MW | 100MW","Amarillo, TX",17,100,600,950,3800,100,1134445.65281145,868968.64359386428,480400.12261991203,445211.78179346601,42219.697232581697,379525.52433284698,876000]
[null,14636,"600MW | 950MW | 125MW","Amarillo, TX",16,100,600,950,3800,125,1140611.1183158599,870286.2832750011,482033.22239543399,446707.46639686701,40587.051814303399,364849.18487431802,875547.5790907375]
[null,14763,"650MW | 50MW | 0MW","Amarillo, TX",3,100,650,49.999999999999901,199.99999999999901,0,1322492.35069596,464194.81509428192,72407.071632653504,66699.031574861205,0,-1.5968204536420599E-14,458486.77503648959]
[null,14880,"650MW | 100MW | 125MW","Amarillo, TX",20,100,650,100,400.00000000000102,125,1208945.0276564001,489622.73620084208,99611.247937346197,91517.147939356102,394319.94742097601,3544660.3033513799,875848.58362382802]
[null,15007,"650MW | 250MW | 0MW","Amarillo, TX",7,100,650,250,1000,0,1295775.33351018,717859.5347646398,326676.08402521902,300922.92582622101,0,-3.1936409072841305E-14,692106.37656564172]
[null,15036,"650MW | 250MW | 100MW","Amarillo, TX",16,100,650,250,1000,100,1235662.0448421801,660873.61785656807,270182.03003074997,249014.37625458199,236294.03591959999,2124117.9770920603,876000.00000000012]
[null,15153,"650MW | 350MW | 100MW","Amarillo, TX",13,100,650,349.99999999999898,1399.99999999999,100,1255699.8077315099,787323.77944765659,396319.97636939702,365422.96004024398,119511.94114955,1074328.6925756501,875938.70426805352]
[null,15280,"650MW | 450MW | 100MW","Amarillo, TX",20,100,650,449.99999999999898,1799.99999999999,100,1208945.0276564001,811202.11355744442,421355.093467823,387163.75280236901,98673.3425579631,887004.27825629793,875684.11544995359]
[null,15394,"650MW | 550MW | 100MW","Amarillo, TX",14,100,650,550,2200,100,1249020.55343507,871280.32848808751,480338.70331747102,443435.37574808899,41622.999081294503,374161.62564148102,876000]
[null,15425,"650MW | 600MW | 0MW","Amarillo, TX",5,100,650,599.99999999999898,2399.99999999999,0,1309133.8421030701,890211.01263008756,498294.61584360298,459836.72115837299,0,-2.3153896577809899E-13,851753.11794485757]
[null,15552,"650MW | 700MW | 0MW","Amarillo, TX",12,100,650,700,2800,0,1262379.0620279601,884927.72248160013,494037.20259946497,456449.15051523602,0,-1.7565024990062698E-13,847339.67039737117]
[null,15669,"650MW | 800MW | 0MW","Amarillo, TX",9,100,650,799.99999999999898,3199.99999999999,0,1282416.8249172899,893844.52696735109,501764.35314687499,463879.40281803103,0,-3.5529255093535897E-13,855959.57663850719]
[null,15796,"650MW | 900MW | 0MW","Amarillo, TX",16,100,650,899.99999999999898,3599.99999999999,0,1235662.0448421801,887205.34819668531,496030.01836019201,459133.06435575202,0,-3.8722896000820102E-13,850308.39419224532]
[null,15825,"650MW | 900MW | 125MW","Amarillo, TX",5,100,650,899.99999999999898,3599.99999999999,125,1309133.8421030701,900475.89842276799,508458.01625158102,470338.04909930797,13644.068729505099,122650.62703013999,876000]
[null,15942,"650MW | 1000MW | 125MW","Amarillo, TX",2,100,650,1000,4000.00000000001,125,1329171.6049923999,904532.16387182544,512172.91137681698,474077.026413702,9563.7210912894807,85971.158005928504,876000]
[null,16069,"700MW | 50MW | 125MW","Amarillo, TX",9,100,700,49.999999999999901,199.99999999999901,125,1381064.27298785,457913.89421888487,64706.206033815302,59631.270919504401,423161.04089542601,3803921.5449212501,876000]
[null,16186,"700MW | 150MW | 125MW","Amarillo, TX",6,100,700,149.99999999999901,599.99999999999898,125,1402643.4022532899,597239.84688912111,203693.56509511801,187568.26335634699,294885.45484964998,2650813.8192799599,876000]
[null,16215,"700MW | 200MW | 0MW","Amarillo, TX",15,100,700,199.99999999999901,799.99999999999795,0,1337906.0144569799,616774.67266466771,223762.66306209,206173.17999633,0,-2.5549127258272999E-13,599185.18959890772]
[null,16342,"700MW | 300MW | 100MW","Amarillo, TX",2,100,700,299.99999999999898,1199.99999999999,100,1431415.5746072,818769.70867531851,424981.334368332,391406.71122107498,90604.164479792802,814468.01575820101,875799.25000785431]
[null,16459,"700MW | 400MW | 0MW","Amarillo, TX",19,100,700,400,1600,0,1309133.8421030701,788098.57294604834,395634.14462111401,364925.17911207001,0,-1.2774563629136499E-13,757389.60743700434]
[null,16586,"700MW | 500MW | 100MW","Amarillo, TX",6,100,700,499.99999999999898,1999.99999999999,100,1402643.4022532899,888613.16418445215,495066.88239044999,456500.55826905498,25953.1599369428,233300.74062116002,876000]
[null,16615,"700MW | 500MW | 125MW","Amarillo, TX",15,100,700,499.99999999999898,1999.99999999999,125,1337906.0144569799,870929.66442331288,478423.89755131898,441443.83810935402,42050.395018652103,378003.61594116903,876000]
[null,16732,"700MW | 600MW | 125MW","Amarillo, TX",12,100,700,599.99999999999898,2399.99999999999,125,1359485.1437224201,888906.08286851482,496044.48976979102,457723.84190836601,25414.564992910098,228459.149090766,875999.99999999988]
[null,16825,"700MW | 700MW | 100MW","Amarillo, TX",5,100,700,700,2800,100,1409836.4453417601,902086.39849671803,508428.08448838798,468965.62767714501,13376.0583145249,120241.40100675799,876000]
[null,16975,"700MW | 800MW | 125MW","Amarillo, TX",15,100,700,799.99999999999898,3199.99999999999,125,1337906.0144569799,895870.05839710799,503364.29152511398,465166.822821023,18327.4103069831,164750.58947256298,876000.00000000012]
[null,17004,"700MW | 850MW | 100MW","Amarillo, TX",4,100,700,850,3400,100,1417029.48843024,906596.27544213529,512826.69974744401,473540.23168345098,8690.1926218577191,78118.748535665611,876000]
[null,17131,"700MW | 950MW | 100MW","Amarillo, TX",11,100,700,950,3800,100,1366678.18681089,903374.28148199827,510554.43219382397,472166.76475974399,10855.072891056399,97579.506739574092,875841.68693897477]
[null,17248,"750MW | 0MW | 100MW","Amarillo, TX",8,100,750,0,0,100,1487418.55293892,394165.91652881377,0,0,481180.06789521198,4325471.9843304204,875345.98442402575]
[null,17277,"750MW | 0MW | 125MW","Amarillo, TX",17,100,750,0,0,125,1418057.0660143101,393785.434705347,0,0,482214.565294653,4334771.3918032199,876000]
[null,17404,"750MW | 150MW | 0MW","Amarillo, TX",4,100,750,149.99999999999901,599.99999999999898,0,1518245.8804609801,607298.35218439216,212230.613594191,195395.59736136001,0,-1.6766614763241699E-13,590463.33595156111]
[null,17521,"750MW | 250MW | 0MW","Amarillo, TX",1,100,750,250,1000,0,1541366.3761025099,764517.72254684486,369038.82815004297,339629.69935533701,0,-9.5809227218524004E-14,735108.5937521389]
[null,17648,"750MW | 350MW | 0MW","Amarillo, TX",8,100,750,349.99999999999898,1399.99999999999,0,1487418.55293892,835929.22675167315,440443.89072458597,405762.62768654199,0,-2.5549127258272999E-13,801247.96371362917]
[null,17765,"750MW | 450MW | 0MW","Amarillo, TX",5,100,750,449.99999999999898,1799.99999999999,0,1510539.04858046,889707.49961389089,495119.25939698197,456380.74816308502,0,-9.5809227218524004E-14,850968.98837999394]
[null,17794,"750MW | 450MW | 100MW","Amarillo, TX",14,100,750,449.99999999999898,1799.99999999999,100,1441177.5616558499,862660.44907684729,468524.49286455399,432031.20210277202,49832.841684934698,447962.36375838297,876000]
[null,17921,"750MW | 550MW | 125MW","Amarillo, TX",1,100,750,550,2200,125,1541366.3761025099,901699.33001996833,506314.647636924,466525.082458994,13893.007044613099,124888.40822614,875802.7718866514]
[null,18038,"750MW | 650MW | 100MW","Amarillo, TX",18,100,750,649.99999999999898,2599.99999999999,100,1410350.2341338,888520.64750429406,495483.72679079702,457449.47259184398,24884.211098802702,223691.63883046701,875370.60440414376]
[null,18067,"750MW | 700MW | 0MW","Amarillo, TX",7,100,750,700,2800,0,1495125.3848194401,904550.85781576112,509042.95735185797,469368.987987575,0,-2.07586658973468E-13,864876.88845147821]
[null,18184,"750MW | 800MW | 0MW","Amarillo, TX",4,100,750,799.99999999999898,3199.99999999999,0,1518245.8804609801,909429.282396127,514015.36660621699,473802.35382374597,0,-1.6766614763241699E-13,869216.26961365598]
[null,18256,"750MW | 850MW | 0MW","Amarillo, TX",16,100,750,850,3400,0,1425763.89789482,901082.78346952621,507851.80244120699,468930.09013751103,0,-1.83634352168837E-13,862161.07116583025]
[null,18437,"750MW | 1000MW | 0MW","Amarillo, TX",17,100,750,1000,4000.00000000001,0,1418057.0660143101,904720.4081171297,510286.93226248003,471772.34226367902,0,-6.0679177238398497E-13,866205.81811832869]
[null,18456,"750MW | 1000MW | 100MW","Amarillo, TX",16,100,750,1000,4000.00000000001,100,1425763.89789482,904835.21323847701,510932.07538998098,472314.85056795599,9782.0115835479992,87933.43672798801,876000]
[null,18583,"800MW | 50MW | 125MW","Amarillo, TX",3,100,800,49.999999999999901,199.99999999999901,125,1627682.8931642501,469684.0689200543,72947.2454406006,67179.8037233543,412083.37279719202,3704341.0630858,876000]
[null,18710,"800MW | 150MW | 125MW","Amarillo, TX",10,100,800,149.99999999999901,599.99999999999898,125,1570138.54845643,585305.23352893908,189333.02407883899,174387.27518692799,305640.51536297199,2747494.2847523601,876000]
[null,18827,"800MW | 250MW | 125MW","Amarillo, TX",7,100,800,250,1000,125,1594800.4104740701,728309.62300240388,332007.87443561602,305656.88792053401,174041.36351267801,1564510.02902452,875999.99999999988]
[null,18856,"800MW | 300MW | 0MW","Amarillo, TX",16,100,800,299.99999999999898,1199.99999999999,0,1520814.8244211499,722387.04160004621,327522.34208373202,301735.93392586801,0,-6.3872818145682611E-14,696600.63344218221]
[null,18973,"800MW | 400MW | 0MW","Amarillo, TX",13,100,800,400,1600,0,1545476.6864387901,845375.74748201831,450459.50165772898,415105.098632721,0,-1.03793329486734E-13,810021.34445701027]
[null,19100,"800MW | 500MW | 0MW","Amarillo, TX",20,100,800,499.99999999999898,1999.99999999999,0,1487932.3417309599,857049.02883703308,461594.448497704,423877.74407877697,0,-3.5179950619301702E-13,819332.32441810612]
[null,19227,"800MW | 600MW | 100MW","Amarillo, TX",7,100,800,599.99999999999898,2399.99999999999,100,1594800.4104740701,902647.31584603386,506345.56727924698,466735.32060231903,12962.9308308941,116527.67411815601,876000]
[null,19246,"800MW | 600MW | 125MW","Amarillo, TX",6,100,800,599.99999999999898,2399.99999999999,125,1603021.0311466099,903387.51517350727,506976.07329579,467265.88302407099,12322.675098211699,110772.223260354,876000]
[null,19373,"800MW | 700MW | 125MW","Amarillo, TX",13,100,800,700,2800,125,1545476.6864387901,902154.72754494962,506516.59862056602,467270.25808675098,13091.6129888655,117684.436640809,876000.00000000012]
[null,19500,"800MW | 800MW | 125MW","Amarillo, TX",20,100,800,799.99999999999898,3199.99999999999,125,1487932.3417309599,898711.13440549979,504444.39772163797,462815.59119025199,18356.974137738802,165016.34761637499,875439.30201185262]
[null,19617,"800MW | 900MW | 125MW","Amarillo, TX",17,100,800,899.99999999999898,3599.99999999999,125,1512594.2037486001,904531.33384166285,509750.271068856,470684.97266820603,10132.968650204401,91088.295087282808,875599.0040912173]
[null,19646,"800MW | 950MW | 100MW","Amarillo, TX",6,100,800,950,3800,100,1603021.0311466099,912118.966722421,515827.03053302399,475530.40250828501,4058.1556139982099,36479.978260914104,875880.4943116802]
[null,19784,"850MW | 0MW | 125MW","Amarillo, TX",4,100,850,0,0,125,1720678.6645224399,397476.77150468359,0,0,478113.15385456901,4297902.5739448797,875589.92535925261]
[null,19889,"850MW | 100MW | 100MW","Amarillo, TX",9,100,850,100,400.00000000000102,100,1677006.6171995399,526580.07780065574,129525.542400103,119321.35550449599,359316.41532456601,3230003.0522771203,875692.30622961465]
[null,20016,"850MW | 200MW | 100MW","Amarillo, TX",16,100,850,199.99999999999901,799.99999999999795,100,1615865.7509474701,617260.71686193347,220845.72365384601,203487.128760614,275931.21560001001,2480428.4763931697,875833.33756871149]
[null,20035,"850MW | 200MW | 125MW","Amarillo, TX",15,100,850,199.99999999999901,799.99999999999795,125,1624600.1604120501,622221.86143781524,226054.18902530699,208264.989349273,271038.39210337901,2436445.4181348998,875471.05386516033]
[null,20162,"850MW | 350MW | 0MW","Amarillo, TX",2,100,850,349.99999999999898,1399.99999999999,0,1738147.4834516,872550.03669270314,474225.84472246002,436566.82630136597,0,-1.28244642683128E-13,834891.01827160909]
[null,20279,"850MW | 400MW | 125MW","Amarillo, TX",19,100,850,400,1600,125,1589662.5225537301,799600.24884452601,403827.01800624398,372154.71547778702,107612.162722715,967358.0143633089,875540.10903878405]
[null,20406,"850MW | 550MW | 0MW","Amarillo, TX",6,100,850,550,2200,0,1703209.8455932799,902701.21816443838,505519.48128411197,465796.687118456,0,-8.3833073816208494E-14,862978.42399878241]
[null,20435,"850MW | 550MW | 100MW","Amarillo, TX",15,100,850,550,2200,100,1624600.1604120501,894482.73985658446,497786.12130923598,459102.49524285202,20200.886209799501,181591.826405751,876000]
[null,20552,"850MW | 650MW | 100MW","Amarillo, TX",12,100,850,649.99999999999898,2599.99999999999,100,1650803.3888057901,902989.4536767673,506305.61449116498,466874.11836241401,12092.191095898699,108700.333418362,875650.14864391508]
[null,20679,"850MW | 750MW | 100MW","Amarillo, TX",19,100,850,749.99999999999898,2999.99999999999,100,1589662.5225537301,901240.58818313573,505007.46638363798,466174.73135790898,13592.1468425933,122183.885612124,876000]
[null,20708,"850MW | 800MW | 0MW","Amarillo, TX",8,100,850,799.99999999999898,3199.99999999999,0,1685741.0266641199,910300.15439862479,512724.780024343,472636.50410296599,0,-6.3872818145682611E-14,870211.87847724778]
[null,20825,"850MW | 900MW | 0MW","Amarillo, TX",5,100,850,899.99999999999898,3599.99999999999,0,1711944.2550578599,912466.28794583923,515224.31449275598,474772.410456613,0,-2.0159858227231E-13,872014.38390969625]
[null,20952,"850MW | 1000MW | 0MW","Amarillo, TX",12,100,850,1000,4000.00000000001,0,1650803.3888057901,911243.4706207962,514441.04185128998,474617.21640650899,0,-1.5968204536420599E-14,871419.64517601521]
[null,21069,"900MW | 50MW | 0MW","Amarillo, TX",9,100,900,49.999999999999901,199.99999999999901,0,1775654.0652701,463445.71103549591,65169.155337157703,60036.254656188001,0,-4.7904613609262002E-14,458312.81035452621]
[null,21098,"900MW | 50MW | 100MW","Amarillo, TX",18,100,900,49.999999999999901,199.99999999999901,100,1692420.2809605601,450183.7947355088,53298.879817540997,49150.2296888153,429299.16199172899,3859098.9568922501,875334.30659851211]
[null,21277,"900MW | 200MW | 100MW","Amarillo, TX",17,100,900,199.99999999999901,799.99999999999795,100,1701668.47921717,613700.19544955005,216038.231606574,199072.759851615,279265.27630540897,2510399.3482922101,876000]
[null,21341,"900MW | 250MW | 125MW","Amarillo, TX",1,100,900,250,1000,125,1849639.65132302,771299.7346016994,372727.72922049102,343003.79785693402,133648.40430608799,1201405.60082871,875224.20754423039]
[null,21468,"900MW | 350MW | 125MW","Amarillo, TX",8,100,900,349.99999999999898,1399.99999999999,125,1784902.26352671,844258.77064813382,446232.07484117302,410797.59164358501,66575.908460361403,598470.81392272597,875400.19591090723]
[null,21487,"900MW | 400MW | 0MW","Amarillo, TX",7,100,900,400,1600,0,1794150.46178333,882722.02719739836,484037.93187171803,445724.311096397,0,-2.4750717031451999E-13,844408.40642207733]
[null,21614,"900MW | 500MW | 0MW","Amarillo, TX",14,100,900,499.99999999999898,1999.99999999999,0,1729413.0739870199,892377.14617730235,494999.04189705598,456263.25433740398,0,-3.8323690887409602E-13,853641.35861765034]
[null,21741,"900MW | 600MW | 100MW","Amarillo, TX",1,100,900,599.99999999999898,2399.99999999999,100,1849639.65132302,909842.4051918909,510494.60735491302,470024.966157288,6627.2360057341002,59574.212626345594,876000]
[null,21858,"900MW | 700MW | 0MW","Amarillo, TX",18,100,900,700,2800,0,1692420.2809605601,902060.00975197833,504769.28442304098,465732.950782603,0,-9.5809227218524004E-14,863023.67611154029]
[null,21887,"900MW | 700MW | 125MW","Amarillo, TX",7,100,900,700,2800,125,1794150.46178333,909634.28412414831,511056.01613398199,470885.67931260902,6383.9313871493996,57387.074418502096,875847.87868992472]
[null,22014,"900MW | 800MW | 125MW","Amarillo, TX",14,100,900,799.99999999999898,3199.99999999999,125,1729413.0739870199,907941.86384318559,510111.99505877902,470506.05064882099,7505.1833152219597,67466.344375524699,875841.10274844954]
[null,22131,"900MW | 900MW | 125MW","Amarillo, TX",11,100,900,899.99999999999898,3599.99999999999,125,1757157.6687568701,911630.52012793603,513320.32672989101,473332.60639591602,4357.2002060389896,39168.1798121463,876000]
[null,22258,"900MW | 1000MW | 125MW","Amarillo, TX",18,100,900,1000,4000.00000000001,125,1692420.2809605601,908829.69087582082,511909.668092957,472644.52612973098,5804.8655508130296,52181.677895923596,875369.41446340783]
[null,22277,"950MW | 0MW | 0MW","Amarillo, TX",17,100,950,0,0,0,1796205.61695146,398757.64696322411,0,0,0,0,398757.64696322411]
[null,22404,"950MW | 100MW | 100MW","Amarillo, TX",4,100,950,100,400.00000000000102,100,1923111.4485839,542317.42850066,143073.90054228401,131740.21144681901,344127.48848856502,3093465.2322702599,875111.22789375996]
[null,22531,"950MW | 200MW | 100MW","Amarillo, TX",11,100,950,199.99999999999901,799.99999999999795,100,1854777.5392433601,647210.14326719695,247805.545991783,228209.36762362401,248386.03510096201,2232816.58533308,876000]
[null,22648,"950MW | 300MW | 100MW","Amarillo, TX",8,100,950,299.99999999999898,1199.99999999999,100,1884063.5003893101,791306.67016351037,392411.48553218698,361251.88545308099,115025.84702256,1034001.8466399,875172.91710696439]
[null,22677,"950MW | 300MW | 125MW","Amarillo, TX",17,100,950,299.99999999999898,1199.99999999999,125,1796205.61695146,721564.29663943604,322810.84847401601,297405.595109282,179840.95672529799,1616644.3122907199,876000]
[null,22783,"950MW | 400MW | 125MW","Amarillo, TX",3,100,950,400,1600,125,1932873.4356325499,897944.75519398157,497711.27594122197,458151.72765933297,17614.793087907499,158344.65950512703,876000]
[null,22920,"950MW | 500MW | 125MW","Amarillo, TX",20,100,950,499.99999999999898,1999.99999999999,125,1766919.65580552,866689.89400609059,468267.42175583402,429710.664125173,47866.863624570396,430289.59718034999,876000]
[null,23047,"950MW | 650MW | 0MW","Amarillo, TX",7,100,950,649.99999999999898,2599.99999999999,0,1893825.48743796,909036.23397022078,509485.462278914,469308.89389600401,0,-1.4371384082778599E-13,868859.6655873108]
[null,23066,"950MW | 650MW | 100MW","Amarillo, TX",6,100,950,649.99999999999898,2599.99999999999,100,1903587.4744866099,909798.12701528985,509869.26041553699,469607.44104253501,6463.6923577121597,58104.069711181903,876000]
[null,23193,"950MW | 750MW | 100MW","Amarillo, TX",13,100,950,749.99999999999898,2999.99999999999,100,1835253.56514606,908450.51474729972,509645.01961840602,469863.75188923301,6947.9755786208398,62457.4368688963,875617.22259674757]
[null,23320,"950MW | 850MW | 100MW","Amarillo, TX",20,100,950,850,3400,100,1766919.65580552,907376.44729240146,508953.975042145,466523.51364727801,11054.0141024656,99367.848971294006,876000]
[null,23437,"950MW | 950MW | 100MW","Amarillo, TX",17,100,950,950,3800,100,1796205.61695146,910462.86887048697,511709.42070506798,472223.06504722801,5023.4867873529502,45157.629777551803,876000]
[null,23466,"950MW | 1000MW | 0MW","Amarillo, TX",6,100,950,1000,4000.00000000001,0,1903587.4744866099,913721.98775357264,514633.29506522103,474107.85079304298,0,-3.2734819299662302E-13,873196.54348139465]
[null,23583,"1000MW | 50MW | 0MW","Amarillo, TX",3,100,1000,49.999999999999901,199.99999999999901,0,2034603.61645532,474062.64263408951,73155.899761519395,67358.100265312896,0,-7.9841022682103311E-15,468264.843137883]
[null,23710,"1000MW | 150MW | 0MW","Amarillo, TX",10,100,1000,149.99999999999901,599.99999999999898,0,1962673.1855705399,590764.62885673239,190451.610885097,175398.04076474201,0,-3.1936409072841305E-14,575711.0587363774]
[null,23837,"1000MW | 250MW | 0MW","Amarillo, TX",17,100,1000,250,1000,0,1890742.75468575,669322.93515875563,270214.37703484402,248958.007190542,0,-2.43515119180415E-13,648066.56531445356]
[null,23856,"1000MW | 250MW | 100MW","Amarillo, TX",16,100,1000,250,1000,100,1901018.5305264301,676651.52095208399,276749.54890914599,254953.537589518,221144.490367544,1987934.16726096,876000]
[null,23983,"1000MW | 350MW | 125MW","Amarillo, TX",3,100,1000,349.99999999999898,1399.99999999999,125,2034603.61645532,874525.80627926369,473283.67049772298,435559.60698113998,39198.257237319303,352364.893783434,876000]
[null,24110,"1000MW | 450MW | 125MW","Amarillo, TX",10,100,1000,449.99999999999898,1799.99999999999,125,1962673.1855705399,896183.78775765118,495646.71709230298,456411.585143679,19051.344190972701,171258.24833591102,875999.99999999988]
[null,24227,"1000MW | 550MW | 125MW","Amarillo, TX",7,100,1000,550,2200,125,1993500.51309259,907042.73345712852,506244.79438288399,466175.84793261997,8981.0394765673209,80733.258166706597,875954.82648343174]
[null,24311,"1000MW | 650MW | 0MW","Amarillo, TX",11,100,1000,649.99999999999898,2599.99999999999,0,1952397.40972985,907864.79552438017,507635.85018530802,467716.38860353798,0,-2.3952306804631E-13,867945.33394261007]
[null,24372,"1000MW | 700MW | 0MW","Amarillo, TX",12,100,1000,700,2800,0,1942121.6338891699,908912.92466013134,508538.69342447299,468639.05337663402,0,-3.5130049980125397E-13,869013.28461229242]
[null,24499,"1000MW | 800MW | 0MW","Amarillo, TX",19,100,1000,799.99999999999898,3199.99999999999,0,1870191.20300438,907042.73345712433,507595.94734578597,468301.99333028402,0,-1.5968204536420601E-13,867748.77944162232]
[null,24528,"1000MW | 800MW | 125MW","Amarillo, TX",8,100,1000,799.99999999999898,3199.99999999999,125,1983224.7372518999,912283.37913587387,511842.89633674599,471492.006515863,3765.8509057275,33852.363546856199,875698.34022071841]
[null,24645,"1000MW | 900MW | 125MW","Amarillo, TX",5,100,1000,899.99999999999898,3599.99999999999,125,2014052.06477395,914298.90259577357,513255.64898626698,472623.01860371098,2333.72778678239,20978.579193722901,876000]
[null,24772,"1000MW | 1000MW | 125MW","Amarillo, TX",12,100,1000,1000,4000.00000000001,125,1942121.6338891699,912797.16792790976,513011.07046620903,472975.20767141,2696.0856326355201,24235.922577450401,875457.39076574624]
[null,24899,"0MW | 100MW | 125MW","Beryl Junction, UT",19,100,0,100,400.00000000000102,125,0,0,0,383.66652186501801,875616.33347813506,7871177.9065349903,876000.00000000012]
[null,24918,"0MW | 150MW | 100MW","Beryl Junction, UT",18,100,0,149.99999999999901,599.99999999999898,100,0,0,0,575.499782797526,875424.500217202,7869453.4598024907,875999.99999999953]
[null,25045,"0MW | 300MW | 125MW","Beryl Junction, UT",5,100,0,299.99999999999898,1199.99999999999,125,0,0,0,1150.9995655950499,874849.00043440401,7864280.1196049899,875999.99999999907]
[null,25162,"0MW | 450MW | 125MW","Beryl Junction, UT",2,100,0,449.99999999999898,1799.99999999999,125,0,0,0,1726.49934839257,874273.50065160706,7859106.77940749,875999.99999999965]
[null,25289,"0MW | 600MW | 125MW","Beryl Junction, UT",9,100,0,599.99999999999898,2399.99999999999,125,0,0,0,2301.9991311900999,873698.00086880894,7853933.4392099902,875999.99999999907]
[null,25318,"0MW | 650MW | 100MW","Beryl Junction, UT",18,100,0,649.99999999999898,2599.99999999999,100,0,0,0,2493.8323921226101,873506.16760787705,7852208.9924774906,875999.99999999965]
[null,25435,"0MW | 800MW | 100MW","Beryl Junction, UT",15,100,0,799.99999999999898,3199.99999999999,100,0,0,0,3069.33217492014,872930.66782507906,7847035.6522799898,875999.99999999919]
[null,25562,"0MW | 950MW | 125MW","Beryl Junction, UT",2,100,0,950,3800,125,0,0,0,3644.8319577176699,872355.16804228199,7841862.3120824806,875999.99999999965]
[null,25679,"50MW | 0MW | 125MW","Beryl Junction, UT",19,100,50,0,0,125,101071.114378233,101071.11437823297,0,0,774928.88562176598,6966068.2315197401,875999.99999999895]
[null,25742,"50MW | 100MW | 0MW","Beryl Junction, UT",2,100,50,100,400.00000000000102,0,110511.82286411199,110511.82286411199,0,383.66652186501801,0,0,110895.48938597701]
[null,25834,"50MW | 150MW | 100MW","Beryl Junction, UT",14,100,50,149.99999999999901,599.99999999999898,100,103847.793344668,103847.793344668,0,575.499782797526,771576.70687253401,6935934.4910892695,875999.99999999953]
[null,25951,"50MW | 250MW | 100MW","Beryl Junction, UT",11,100,50,250,1000,100,105513.80072452901,105513.80072452901,0,959.16630466254503,769527.03297080798,6917509.3574844804,875999.99999999953]
[null,26078,"50MW | 350MW | 100MW","Beryl Junction, UT",18,100,50,349.99999999999898,1399.99999999999,100,101626.45017152,101626.45017151997,0,1342.83282652756,773030.717001952,6949005.0243456401,875999.99999999953]
[null,26107,"50MW | 400MW | 0MW","Beryl Junction, UT",7,100,50,400,1600,0,107735.143897677,107735.143897677,0,1534.66608746007,0,0,109269.80998513706]
[null,26224,"50MW | 500MW | 0MW","Beryl Junction, UT",4,100,50,499.99999999999898,1999.99999999999,0,109401.151277538,109401.151277538,0,1918.3326093250801,0,0,111319.48388686308]
[null,26351,"50MW | 600MW | 0MW","Beryl Junction, UT",11,100,50,599.99999999999898,2399.99999999999,0,105513.80072452901,105513.80072452901,0,2301.9991311900999,0,0,107815.7998557191]
[null,26468,"50MW | 700MW | 0MW","Beryl Junction, UT",8,100,50,700,2800,0,107179.80810439,107179.80810439,0,2685.6656530551199,0,0,109865.47375744513]
[null,26497,"50MW | 700MW | 100MW","Beryl Junction, UT",17,100,50,700,2800,100,102181.785964807,102181.78596480697,0,2685.6656530551199,771132.54838213697,6931941.8171715494,875999.99999999907]
[null,26624,"50MW | 800MW | 125MW","Beryl Junction, UT",4,100,50,799.99999999999898,3199.99999999999,125,109401.151277538,109401.15127753803,0,3069.33217492014,763529.51654754102,6863595.8831008095,875999.99999999919]
[null,26741,"50MW | 900MW | 125MW","Beryl Junction, UT",1,100,50,899.99999999999898,3599.99999999999,125,111067.15865739901,111067.15865739905,0,3452.9986967851501,761479.84264581499,6845170.7494960306,875999.99999999919]
[null,26868,"50MW | 1000MW | 125MW","Beryl Junction, UT",8,100,50,1000,4000.00000000001,125,107179.80810439,107179.80810439,0,3836.6652186501801,764983.52667695901,6876666.4163571903,875999.99999999919]
[null,26887,"100MW | 0MW | 0MW","Beryl Junction, UT",7,100,100,0,0,0,215470.287795354,215470.287795354,0,0,0,0,215470.287795354]
[null,27014,"100MW | 100MW | 0MW","Beryl Junction, UT",14,100,100,100,400.00000000000102,0,207695.58668933599,207695.58668933599,0,383.66652186501801,0,0,208079.25321120102]
[null,27141,"100MW | 200MW | 100MW","Beryl Junction, UT",1,100,100,199.99999999999901,799.99999999999795,100,222134.31731479801,222134.31731479798,0,767.33304373003295,653098.34964147105,5870896.9944320805,875999.99999999907]
[null,27173,"100MW | 200MW | 125MW","Beryl Junction, UT",13,100,100,199.99999999999901,799.99999999999795,125,208806.25827590999,208806.25827591002,0,767.33304373003295,666426.40868035902,5990706.9155503493,875999.99999999907]
[null,27286,"100MW | 300MW | 125MW","Beryl Junction, UT",6,100,100,299.99999999999898,1199.99999999999,125,216580.959381928,216580.95938192797,0,1150.9995655950499,658268.04105247604,5917368.9014330199,875999.99999999907]
[null,27413,"100MW | 400MW | 125MW","Beryl Junction, UT",13,100,100,400,1600,125,208806.25827590999,208806.25827590999,0,1534.66608746007,665659.07563662902,5983809.1286203498,875999.99999999907]
[null,27530,"100MW | 500MW | 125MW","Beryl Junction, UT",10,100,100,499.99999999999898,1999.99999999999,125,212138.27303563201,212138.27303563195,0,1918.3326093250801,661943.39435504202,5950407.7548757801,875999.99999999907]
[null,27559,"100MW | 550MW | 0MW","Beryl Junction, UT",19,100,100,550,2200,0,202142.22875646601,202142.22875646601,0,2110.1658702575901,0,0,204252.3946267236]
[null,27676,"100MW | 650MW | 0MW","Beryl Junction, UT",16,100,100,649.99999999999898,2599.99999999999,0,205474.243516188,205474.243516188,0,2493.8323921226101,0,0,207968.07590831059]
[null,27803,"100MW | 750MW | 100MW","Beryl Junction, UT",3,100,100,749.99999999999898,2999.99999999999,100,219912.97414164999,219912.97414165005,0,2877.4989139876302,653209.52694436198,5871896.4005609499,875999.99999999965]
[null,27930,"100MW | 850MW | 100MW","Beryl Junction, UT",10,100,100,850,3400,100,212138.27303563201,212138.27303563192,0,3261.1654358526498,660600.56152851495,5938336.6277482696,875999.99999999953]
[null,28047,"100MW | 950MW | 100MW","Beryl Junction, UT",7,100,100,950,3800,100,215470.287795354,215470.28779535403,0,3644.8319577176699,656884.88024692796,5904935.2540037101,875999.99999999965]
[null,28076,"100MW | 950MW | 125MW","Beryl Junction, UT",16,100,100,950,3800,125,205474.243516188,205474.243516188,0,3644.8319577176599,666880.92452609295,5994792.6948424103,875999.9999999986]
[null,28203,"150MW | 50MW | 0MW","Beryl Junction, UT",3,100,150,49.999999999999901,199.99999999999901,0,329869.46121247503,329869.46121247503,17004.465902776399,15835.9418914868,0,-1.5568999423010099E-13,328700.93720118544]
[null,28320,"150MW | 100MW | 125MW","Beryl Junction, UT",20,100,150,100,400.00000000000102,125,301547.33575483802,301547.33575483802,5931.4412060597097,5456.9259095749303,574927.17954164604,5168192.8950537099,875999.9999999993]
[null,28349,"150MW | 150MW | 100MW","Beryl Junction, UT",9,100,150,149.99999999999901,599.99999999999898,100,319873.416933309,319873.41693330888,12654.3490631768,12217.5009209202,556563.43120894697,5003115.6521665799,875999.9999999993]
[null,28466,"150MW | 250MW | 100MW","Beryl Junction, UT",6,100,150,250,1000,100,324871.43907289201,324871.43907289195,14771.255481353001,14548.7213475073,551351.09506095306,4956260.3988314196,875999.9999999993]
[null,28593,"150MW | 350MW | 100MW","Beryl Junction, UT",13,100,150,349.99999999999898,1399.99999999999,100,313209.38741386501,313209.38741386513,10008.6282259444,10550.7707943964,562248.47001768195,5054220.1715299506,875999.99999999907]
[null,28666,"150MW | 400MW | 125MW","Beryl Junction, UT",6,100,150,400,1600,125,324871.43907289201,324871.43907289207,14771.255481353001,15124.221130304801,550775.59527815494,4951087.0586339198,875999.99999999884]
[null,28738,"150MW | 450MW | 125MW","Beryl Junction, UT",18,100,150,449.99999999999898,1799.99999999999,125,304879.35051456001,304879.35051456006,7019.5313585427202,8184.4681982518796,569955.71264573,5123502.88768626,875999.9999999993]
[null,28865,"150MW | 600MW | 0MW","Beryl Junction, UT",5,100,150,599.99999999999898,2399.99999999999,0,326537.44645275298,326537.44645275298,15502.987532178,16564.747660793899,0,-1.7193888986188801E-13,327599.20658136887]
[null,28982,"150MW | 700MW | 0MW","Beryl Junction, UT",2,100,150,700,2800,0,331535.46859233599,331535.46859233599,17776.228027357101,19039.7954382237,0,-1.5169794309599601E-13,332799.03600320261]
[null,29109,"150MW | 800MW | 0MW","Beryl Junction, UT",9,100,150,799.99999999999898,3199.99999999999,0,319873.416933309,319873.41693330894,12654.3490631768,14711.3333130428,0,-3.5928460206946499E-14,321930.40118317492]
[null,29138,"150MW | 800MW | 100MW","Beryl Junction, UT",18,100,150,799.99999999999898,3199.99999999999,100,304879.35051456001,304879.35051456001,7019.5313585427202,9527.3010247794391,568612.879819202,5111431.7605587495,875999.99999999872]
[null,29255,"150MW | 900MW | 100MW","Beryl Junction, UT",15,100,150,899.99999999999898,3599.99999999999,100,309877.37265414302,309877.37265414314,8771.8850525869402,11523.1329451651,563371.37945327803,5064314.3413193496,875999.99999999942]
[null,29382,"150MW | 1000MW | 125MW","Beryl Junction, UT",2,100,150,1000,4000.00000000001,125,331535.46859233599,331535.46859233588,17776.228027357101,20190.795003818799,542049.96443120099,4872649.7452614,875999.9999999986]
[null,29509,"200MW | 50MW | 125MW","Beryl Junction, UT",9,100,200,49.999999999999901,199.99999999999901,125,426497.88924441201,396114.65246164723,46910.624803246101,43349.6080799189,483446.36426167999,4345844.4022575095,876000]
[null,29528,"200MW | 100MW | 0MW","Beryl Junction, UT",8,100,200,100,400.00000000000102,0,428719.23241756001,423145.88239613164,73417.131254787804,67927.427276269795,0,-2.4900418948980901E-13,417656.17841761361]
[null,29655,"200MW | 200MW | 0MW","Beryl Junction, UT",15,100,200,199.99999999999901,799.99999999999795,0,413169.83020552399,413169.83020552399,67553.003437500796,62916.096206230701,0,-1.9037093845764002E-13,408532.92297425389]
[null,29772,"200MW | 300MW | 0MW","Beryl Junction, UT",12,100,200,299.99999999999898,1199.99999999999,0,419833.85972496797,419833.85972496803,72379.265858978193,67739.924155854998,0,-2.6746742598504599E-13,415194.51802184485]
[null,29899,"200MW | 400MW | 0MW","Beryl Junction, UT",19,100,200,400,1600,0,404284.45751293201,404284.45751293201,61268.802642923103,57901.964518949302,0,-1.5169794309599601E-13,400917.61938895821]
[null,29928,"200MW | 400MW | 125MW","Beryl Junction, UT",8,100,200,400,1600,125,428719.23241756001,428719.23241756001,78949.4347517243,74168.146059046398,452062.05627511698,4063721.4424739103,875999.99999999907]
[null,30045,"200MW | 500MW | 125MW","Beryl Junction, UT",5,100,200,499.99999999999898,1999.99999999999,125,435383.26193700399,435383.26193700399,83966.610169201798,79167.6139649908,445415.73426720599,4003975.66004819,875999.99999999895]
[null,30194,"200MW | 650MW | 0MW","Beryl Junction, UT",14,100,200,649.99999999999898,2599.99999999999,0,415391.17337867199,415391.17337867204,69153.553745330297,66115.1018378265,0,-3.0139986062494001E-13,412352.72147116822]
[null,30288,"200MW | 700MW | 125MW","Beryl Junction, UT",8,100,200,700,2800,125,428719.23241756001,428719.23241756001,78949.4347517243,75319.145624641504,450911.05670952197,4053374.7620788999,875999.99999999919]
[null,30317,"200MW | 750MW | 0MW","Beryl Junction, UT",17,100,200,749.99999999999898,2999.99999999999,0,408727.143859228,408727.143859228,64384.903894548697,62111.610496972397,0,-2.4750717031451999E-13,406453.85046165169]
[null,30444,"200MW | 850MW | 100MW","Beryl Junction, UT",4,100,200,850,3400,100,437604.60511015198,437604.60511015198,85657.467184338297,82066.035245443796,441986.826828741,3973152.1824115999,875999.99999999849]
[null,30561,"200MW | 950MW | 100MW","Beryl Junction, UT",1,100,200,950,3800,100,444268.63462959602,444268.63462959608,90783.684825635501,87165.821997302293,435349.22819873597,3913484.8170468998,875999.99999999884]
[null,30688,"250MW | 0MW | 100MW","Beryl Junction, UT",8,100,250,0,0,100,535899.04052195,368634.98710765899,0,0,507365.01289234101,4560856.3103931202,876000]
[null,30717,"250MW | 0MW | 125MW","Beryl Junction, UT",17,100,250,0,0,125,510908.92982403602,365590.48225780402,0,0,510409.51774219598,4588224.2778399196,876000]
[null,30834,"250MW | 100MW | 125MW","Beryl Junction, UT",14,100,250,100,400.00000000000102,125,519238.96672334097,460564.96348360344,93905.161661006496,86702.907621672406,422609.559861649,3798964.1164643196,875972.26930591837]
[null,30961,"250MW | 250MW | 0MW","Beryl Junction, UT",1,100,250,250,1000,0,555335.79328699503,555335.79328699503,184697.383850062,170749.251398005,-1.9539925233402701E-14,-1.7565024990062698E-13,541387.66083493805]
[null,31078,"250MW | 300MW | 125MW","Beryl Junction, UT",18,100,250,299.99999999999898,1199.99999999999,125,508132.250857601,508132.25085760106,142928.10858283201,132589.35199665499,378206.50572857598,3399811.7419458902,876000]
[null,31107,"250MW | 350MW | 100MW","Beryl Junction, UT",7,100,250,349.99999999999898,1399.99999999999,100,538675.71948838502,538675.7194883849,169740.50508390399,157399.14936534999,349665.63623016799,3143249.3037638501,875999.99999999884]
[null,31234,"250MW | 450MW | 100MW","Beryl Junction, UT",14,100,250,449.99999999999898,1799.99999999999,100,519238.96672334097,519238.96672334103,152551.43420666299,142000.31119020301,367312.15629311802,3301879.16656572,875999.99999999907]
[null,31351,"250MW | 550MW | 100MW","Beryl Junction, UT",11,100,250,550,2200,100,527569.00362264505,527569.00362264505,159872.672377026,149106.01670642401,359197.65204795601,3228935.4535546899,875999.99999999907]
[null,31380,"250MW | 550MW | 125MW","Beryl Junction, UT",20,100,250,550,2200,125,502578.89292473102,502578.89292473102,138174.17561487001,127073.734182121,384521.54850801802,3456579.5560031203,876000]
[null,31507,"250MW | 700MW | 0MW","Beryl Junction, UT",7,100,250,700,2800,0,538675.71948838502,538675.71948838502,169740.50508390399,158741.982191877,-1.7541523789077401E-14,-1.5768601979715399E-13,527677.19659635797]
[null,31624,"250MW | 800MW | 0MW","Beryl Junction, UT",4,100,250,799.99999999999898,3199.99999999999,0,547005.75638768997,547005.75638768997,177200.88370414599,165975.88975475001,-1.7985612998927501E-14,-1.6167807093125901E-13,535780.76243829401]
[null,31700,"250MW | 850MW | 0MW","Beryl Junction, UT",20,100,250,850,3400,0,502578.89292473102,502578.89292473102,138174.17561487001,127073.734182121,-4.5852210917018902E-14,-4.1217927959635802E-13,491478.45149198198]
[null,31867,"250MW | 1000MW | 0MW","Beryl Junction, UT",7,100,250,1000,4000.00000000001,0,538675.71948838502,538675.71948838502,169740.50508390399,159892.98175747201,-1.7541523789077401E-14,-1.5768601979715399E-13,528828.19616195303]
[null,31896,"250MW | 1000MW | 100MW","Beryl Junction, UT",16,100,250,1000,4000.00000000001,100,513685.60879047099,513685.60879047099,147718.38889959399,139673.07545954501,370359.70464957802,3329274.4930064501,876000]
[null,32023,"300MW | 50MW | 125MW","Beryl Junction, UT",3,100,300,49.999999999999901,199.99999999999901,125,659738.92242495005,448416.91724887304,69683.424638081502,64150.016572093497,433116.490817115,3893414.0709022898,876000]
[null,32140,"300MW | 150MW | 100MW","Beryl Junction, UT",20,100,300,149.99999999999901,599.99999999999898,100,603094.67150967696,506599.52406812861,131830.71092961199,121077.35105174201,380143.50463196798,3417224.00618815,875989.66882222658]
[null,32169,"300MW | 200MW | 0MW","Beryl Junction, UT",9,100,300,199.99999999999901,799.99999999999795,0,639746.83386661904,581529.87198475667,203927.696389435,188116.121033214,0,-2.9940383505788703E-13,565718.29662853573]
[null,32286,"300MW | 300MW | 0MW","Beryl Junction, UT",6,100,300,299.99999999999898,1199.99999999999,0,649742.87814578495,641945.96360803558,263521.54269657098,243310.36533438199,0,-2.9952858665582798E-13,621734.78624584666]
[null,32413,"300MW | 400MW | 0MW","Beryl Junction, UT",13,100,300,400,1600,0,626418.77482773096,625792.35605290323,249395.427558378,230734.78118338701,0,-2.3153896577809899E-13,607131.70967791229]
[null,32540,"300MW | 500MW | 0MW","Beryl Junction, UT",20,100,300,499.99999999999898,1999.99999999999,0,603094.67150967696,603094.67150967696,228315.527193388,209843.38201441601,0,-1.7565024990062698E-13,584622.52633070503]
[null,32559,"300MW | 500MW | 100MW","Beryl Junction, UT",19,100,300,499.99999999999898,1999.99999999999,100,606426.68626939901,606426.68626939901,231387.69076397101,214582.85150092299,286378.15299364802,2574339.1307057999,875999.99999999907]
[null,32686,"300MW | 600MW | 125MW","Beryl Junction, UT",6,100,300,599.99999999999898,2399.99999999999,125,649742.87814578495,648900.46691065503,270799.778108067,251157.341478552,246741.96971886,2218037.5883937501,876000]
[null,32813,"300MW | 700MW | 125MW","Beryl Junction, UT",13,100,300,700,2800,125,626418.77482773096,626418.77482773096,249896.10326159201,232346.40239593899,267130.92603792099,2401320.0334326802,875999.99999999895]
[null,32930,"300MW | 800MW | 125MW","Beryl Junction, UT",10,100,300,799.99999999999898,3199.99999999999,125,636414.81910689699,636414.81910689699,259194.209336253,241268.56568323099,257510.82454612499,2314842.05509248,876000]
[null,32959,"300MW | 850MW | 0MW","Beryl Junction, UT",19,100,300,850,3400,0,606426.68626939901,606426.68626939901,231387.69076397101,215925.68432745099,0,-6.6367850104498405E-14,590964.67983287899]
[null,33076,"300MW | 950MW | 0MW","Beryl Junction, UT",16,100,300,950,3800,0,616422.73054856504,616422.73054856504,240627.430095783,224794.15021132,0,-1.6766614763241699E-13,600589.4506641021]
[null,33228,"350MW | 0MW | 125MW","Beryl Junction, UT",8,100,350,0,0,125,750258.65673073102,383382.17358940357,0,0,492451.09571267798,4426790.6346899699,875833.26930208155]
[null,33329,"350MW | 100MW | 100MW","Beryl Junction, UT",9,100,350,100,400.00000000000102,100,746371.30617772206,507532.48820085102,124327.050391246,114460.557527022,378165.701704067,3399444.9423283702,875831.69704069407]
[null,33348,"350MW | 100MW | 125MW","Beryl Junction, UT",8,100,350,100,400.00000000000102,125,750258.65673073102,510175.88657689712,126839.764808679,116765.155330883,375685.940381794,3377153.6238740599,875787.21748089511]
[null,33475,"350MW | 200MW | 125MW","Beryl Junction, UT",15,100,350,199.99999999999901,799.99999999999795,125,723047.20285966794,586926.60805771104,204681.936857052,188678.68206956799,305076.64672977303,2742425.5004479401,876000]
[null,33602,"350MW | 350MW | 0MW","Beryl Junction, UT",2,100,350,349.99999999999898,1399.99999999999,0,773582.76004878501,731809.29100615054,347178.03800900799,320270.91519456002,0,-1.1177743175494399E-13,704902.16819170257]
[null,33719,"350MW | 400MW | 125MW","Beryl Junction, UT",19,100,350,400,1600,125,707497.80064763199,678490.39082107903,297343.68788073899,274719.34289127501,219832.85260008799,1976143.46187797,875698.89843170298]
[null,33748,"350MW | 450MW | 100MW","Beryl Junction, UT",8,100,350,449.99999999999898,1799.99999999999,100,750258.65673073102,720958.01015694498,337409.10586962203,311703.93940246903,180747.156310208,1624790.41221935,876000]
[null,33865,"350MW | 550MW | 100MW","Beryl Junction, UT",5,100,350,550,2200,100,761920.70838975802,730681.95934577775,346960.58236795699,320856.57667566201,171082.04198575401,1537907.8000225401,875659.99563923676]
[null,33992,"350MW | 650MW | 100MW","Beryl Junction, UT",12,100,350,649.99999999999898,2599.99999999999,100,734709.25451869494,713402.68613765272,330747.92924924701,306367.50679164001,186811.422420852,1679303.9195677601,875833.68610089773]
[null,34119,"350MW | 750MW | 100MW","Beryl Junction, UT",19,100,350,749.99999999999898,2999.99999999999,100,707497.80064763199,694762.84023597464,313552.96840766497,290974.71380257502,203577.48168878799,1830019.0561450201,875762.06731967267]
[null,34138,"350MW | 750MW | 125MW","Beryl Junction, UT",18,100,350,749.99999999999898,2999.99999999999,125,711385.15120064095,697868.83332782879,316290.054831566,293486.70410351799,200863.84361332201,1805625.3493932399,875929.32621310279]
[null,34265,"350MW | 900MW | 0MW","Beryl Junction, UT",5,100,350,899.99999999999898,3599.99999999999,0,761920.70838975802,733729.64217933686,349932.35086002201,324933.43651489,0,-1.7165819876652201E-13,708730.72783420491]
[null,34382,"350MW | 1000MW | 0MW","Beryl Junction, UT",2,100,350,1000,4000.00000000001,0,773582.76004878501,742639.44964683359,358179.59039017803,332886.17577735899,0,-1.1177743175494399E-13,717346.03503401461]
[null,34509,"400MW | 50MW | 0MW","Beryl Junction, UT",9,100,400,49.999999999999901,199.99999999999901,0,852995.77848882496,451234.76682058832,63582.4533518842,58538.092378084897,0,-5.0898651959840801E-14,446190.40584678901]
[null,34538,"400MW | 50MW | 100MW","Beryl Junction, UT",18,100,400,49.999999999999901,199.99999999999901,100,813011.60137216095,438087.36608868127,51988.889279248899,47906.193729579601,441995.329460988,3973228.6151236603,876000]
[null,34659,"400MW | 150MW | 100MW","Beryl Junction, UT",19,100,400,149.99999999999901,599.99999999999898,100,808568.91502586496,535137.96006146597,149205.49902699099,137470.12756535999,352597.411400165,3169603.9102995,876000]
[null,34781,"400MW | 250MW | 125MW","Beryl Junction, UT",1,100,400,250,1000,125,888537.26925919298,725934.94898476056,337357.58406674699,310671.18157829699,176641.20671692499,1587880.7995404499,875889.75321323553]
[null,34810,"400MW | 300MW | 0MW","Beryl Junction, UT",10,100,400,299.99999999999898,1199.99999999999,0,848553.09214252897,718724.46904472215,331153.80267795798,305218.579254593,0,-1.7565024990062698E-13,692789.24562135711]
[null,34927,"400MW | 400MW | 0MW","Beryl Junction, UT",7,100,400,400,1600,0,861881.15118141705,772245.51145854965,384304.56265432399,354479.93052369799,0,-2.5549127258272999E-13,742420.87932792364]
[null,35054,"400MW | 500MW | 0MW","Beryl Junction, UT",14,100,400,499.99999999999898,1999.99999999999,0,830782.34675734502,760996.62962972792,374449.86846877902,345846.31206723402,0,-1.5968204536420601E-13,732393.07322818297]
[null,35171,"400MW | 600MW | 0MW","Beryl Junction, UT",11,100,400,599.99999999999898,2399.99999999999,0,844110.40579623298,772361.02130355313,384990.87973861699,355906.694526334,0,-3.2734819299662302E-13,743276.8360912702]
[null,35200,"400MW | 600MW | 100MW","Beryl Junction, UT",20,100,400,599.99999999999898,2399.99999999999,100,804126.22867956897,750249.77135803783,364585.09436644299,334894.41614579299,155340.36321631199,1396401.1270603898,875899.45635369979]
[null,35327,"400MW | 700MW | 125MW","Beryl Junction, UT",7,100,400,700,2800,125,861881.15118141705,783449.96642390813,395632.02962556598,366052.19970283599,122126.825611726,1097834.6734714899,875996.96211290418]
[null,35444,"400MW | 800MW | 125MW","Beryl Junction, UT",4,100,400,799.99999999999898,3199.99999999999,125,875209.21022030502,790783.71378696198,402524.09518390399,372755.55210735602,114984.82928958601,1033633.12593288,876000]
[null,35571,"400MW | 900MW | 125MW","Beryl Junction, UT",11,100,400,899.99999999999898,3599.99999999999,125,844110.40579623298,777425.68373833061,390523.20461547998,362147.43297864299,126639.48483248299,1138400.3210046398,875689.39693397656]
[null,35590,"400MW | 950MW | 0MW","Beryl Junction, UT",10,100,400,950,3800,0,848553.09214252897,780668.84477112663,393074.21053027699,364679.18687084899,0,-2.07586658973468E-13,752273.82111169863]
[null,35717,"500MW | 0MW | 0MW","Beryl Junction, UT",17,100,500,0,0,0,1021817.8596480699,392378.05810485885,0,0,0,0,392378.05810485885]
[null,35844,"500MW | 100MW | 100MW","Beryl Junction, UT",4,100,500,100,400.00000000000102,100,1094011.5127753799,533877.61823438539,140308.89416202201,129104.325131394,353224.09701698,3175237.3753147405,875897.14622073737]
[null,35961,"500MW | 200MW | 100MW","Beryl Junction, UT",1,100,500,199.99999999999901,799.99999999999795,100,1110671.5865739901,686395.04050272587,292658.98944714002,269246.27241285698,212763.77619888599,1912597.4133846499,875746.09966732888]
[null,35990,"500MW | 200MW | 125MW","Beryl Junction, UT",10,100,500,199.99999999999901,799.99999999999795,125,1060691.3651781599,639596.89320243034,247044.443141228,227401.742719962,255580.335719172,2297488.3118803501,875534.52850033634]
[null,36152,"500MW | 350MW | 100MW","Beryl Junction, UT",12,100,500,349.99999999999898,1399.99999999999,100,1049584.64931242,790022.31182522606,397229.25970170199,365883.19523225899,117323.75264421701,1054658.4096446601,876000]
[null,36233,"500MW | 400MW | 125MW","Beryl Junction, UT",13,100,500,400,1600,125,1044031.29137955,814118.59633383201,421439.15875193098,388356.84755866101,94963.714859437998,853657.32198594604,876000]
[null,36360,"500MW | 500MW | 125MW","Beryl Junction, UT",20,100,500,499.99999999999898,1999.99999999999,125,1005157.7858494601,814119.6774780089,422292.44167112903,387668.20799826999,96504.556194850098,867508.40700236592,876000]
[null,36379,"500MW | 550MW | 0MW","Beryl Junction, UT",19,100,500,550,2200,0,1010711.14378233,822718.87103881664,430411.74887119001,397239.40188672702,0,-3.9920511341051601E-13,789546.52405435359]
[null,36506,"500MW | 650MW | 100MW","Beryl Junction, UT",6,100,500,649.99999999999898,2599.99999999999,100,1082904.7969096401,848683.31790857075,455226.611397859,420339.48672276799,62203.806766520203,559168.68016628001,876000]
[null,36633,"500MW | 750MW | 100MW","Beryl Junction, UT",13,100,500,749.99999999999898,2999.99999999999,100,1044031.29137955,839401.15826915822,447117.56804478599,413323.81693461502,69996.745483483799,629221.74417468009,875604.15264247102]
[null,36750,"500MW | 850MW | 100MW","Beryl Junction, UT",10,100,500,850,3400,100,1060691.3651781599,845126.74336663599,452108.82180577097,418273.30109881097,64708.777340323999,581686.61214537499,876000]
[null,36779,"500MW | 850MW | 125MW","Beryl Junction, UT",19,100,500,850,3400,125,1010711.14378233,830665.79929269501,438712.133681765,406026.75547804998,78019.5789110201,701341.40070483205,876000]
[null,36906,"500MW | 1000MW | 0MW","Beryl Junction, UT",6,100,500,1000,4000.00000000001,0,1082904.7969096401,852246.0751678868,458382.53435195301,424585.76866706199,0,-1.83634352168837E-13,818449.30948299577]
[null,37023,"550MW | 50MW | 0MW","Beryl Junction, UT",3,100,550,49.999999999999901,199.99999999999901,0,1209521.35777907,468084.76546050014,72073.484502849606,66314.3199121035,0,-7.9841022682103308E-14,462325.60086975404]
[null,37150,"550MW | 150MW | 0MW","Beryl Junction, UT",10,100,550,149.99999999999901,599.99999999999898,0,1166760.5016959701,582213.49034628912,187050.12433707199,172176.755613941,0,-3.1936409072841303E-13,567340.12162315811]
[null,37169,"550MW | 150MW | 100MW","Beryl Junction, UT",9,100,550,149.99999999999901,599.99999999999898,100,1172869.1954221299,586041.30190326099,190927.26335688101,175733.65226711001,305152.30918650999,2743105.6529702898,876000]
[null,37296,"550MW | 250MW | 100MW","Beryl Junction, UT",16,100,550,250,1000,100,1130108.33933903,665268.85311451601,270916.10523566999,249494.59798270901,232152.65413844501,2086889.85384672,876000]
[null,37423,"550MW | 350MW | 125MW","Beryl Junction, UT",3,100,550,349.99999999999898,1399.99999999999,125,1209521.35777907,849751.60758465272,454023.50895133999,417883.00069128402,62388.900675403303,560832.54484140291,876000]
[null,37540,"550MW | 450MW | 100MW","Beryl Junction, UT",20,100,550,449.99999999999898,1799.99999999999,100,1105673.5644344001,812519.70464604767,418624.38858827902,384135.890394872,97968.793547359397,880670.87583527702,876000]
[null,37583,"550MW | 500MW | 100MW","Beryl Junction, UT",3,100,550,499.99999999999898,1999.99999999999,100,1209521.35777907,868436.3348853722,473105.52651485399,436013.95663251501,44257.944734172401,397847.94259889598,875602.70973720565]
[null,37685,"550MW | 600MW | 0MW","Beryl Junction, UT",5,100,550,599.99999999999898,2399.99999999999,0,1197303.9703267601,869242.68245722784,473303.61284764402,436599.028846915,0,-3.8323690887409602E-13,832538.09845649882]
[null,37812,"550MW | 700MW | 0MW","Beryl Junction, UT",12,100,550,700,2800,0,1154543.1142436599,861289.16322577023,467015.34817549301,431264.57380269002,0,-1.6766614763241699E-13,825538.38885296718]
[null,37939,"550MW | 800MW | 0MW","Beryl Junction, UT",19,100,550,799.99999999999898,3199.99999999999,0,1111782.2581605599,852736.99200914952,459233.822533831,424556.31866651599,0,-3.8323690887409602E-13,818059.4881418345]
[null,37958,"550MW | 800MW | 100MW","Beryl Junction, UT",18,100,550,799.99999999999898,3199.99999999999,100,1117890.95188672,854955.32588477759,460829.94946469,426015.17230972199,55859.451270190402,502137.36530312203,876000]
[null,38085,"550MW | 900MW | 125MW","Beryl Junction, UT",5,100,550,899.99999999999898,3599.99999999999,125,1197303.9703267601,872644.53192062606,477117.925225946,441259.19580054801,39214.197504771902,352508.185629646,876000]
[null,38212,"550MW | 1000MW | 125MW","Beryl Junction, UT",12,100,550,1000,4000.00000000001,125,1154543.1142436599,864752.79256850132,470172.22119756701,435319.896548594,45886.8044654736,412490.251381482,875787.27238500188]
[null,38329,"600MW | 50MW | 125MW","Beryl Junction, UT",9,100,600,49.999999999999901,199.99999999999901,125,1279493.6677332299,460617.72038396273,64398.0250724746,59273.039726269701,419900.64619964402,3774612.8788824598,875393.38123740186]
[null,38358,"600MW | 100MW | 0MW","Beryl Junction, UT",18,100,600,100,400.00000000000102,0,1219517.40205824,501221.65224593668,104723.611929106,96459.863765429705,0,-1.3572973855957499E-13,492957.90408226039]
[null,38475,"600MW | 200MW | 0MW","Beryl Junction, UT",15,100,600,199.99999999999901,799.99999999999795,0,1239509.49061657,619754.745308285,223519.62449008599,205826.05112969599,0,-1.5968204536420601E-13,602061.17194789497]
[null,38602,"600MW | 300MW | 100MW","Beryl Junction, UT",2,100,600,299.99999999999898,1199.99999999999,100,1326141.87436934,823173.1892778154,425663.13562134001,391630.23328951898,86859.713054005595,780808.01855637308,876000]
[null,38631,"600MW | 300MW | 125MW","Beryl Junction, UT",11,100,600,299.99999999999898,1199.99999999999,125,1266165.6086943501,759699.36521661002,363253.49837769702,334394.64367267501,144983.048619993,1303296.11895971,875823.5591315811]
[null,38748,"600MW | 400MW | 125MW","Beryl Junction, UT",8,100,600,400,1600,125,1286157.6972526801,862513.18948644749,465586.90352107299,428592.932194605,50480.781840020398,453786.89219449594,875999.99999999988]
[null,38875,"600MW | 500MW | 125MW","Beryl Junction, UT",15,100,600,499.99999999999898,1999.99999999999,125,1239509.49061657,866417.13394098252,470233.57615038799,433324.717825211,46465.914105870099,417696.04167189798,875974.18972167559]
[null,38992,"600MW | 600MW | 125MW","Beryl Junction, UT",12,100,600,599.99999999999898,2399.99999999999,125,1259501.5791749,875353.59752655565,479378.36123321002,442090.22364194097,37389.691322870996,336107.15220868401,875455.15125815757]
[null,39111,"600MW | 700MW | 125MW","Beryl Junction, UT",11,100,600,700,2800,125,1266165.6086943501,878718.93243387889,482300.72007525398,445152.00597137702,34225.686321291098,307664.96204798197,875795.90465129307]
[null,39147,"600MW | 750MW | 100MW","Beryl Junction, UT",7,100,600,749.99999999999898,2999.99999999999,100,1292821.72677212,884082.25869893818,487056.64034743299,449677.46857427398,29296.913074220902,263358.74069809297,876000]
[null,39264,"600MW | 850MW | 100MW","Beryl Junction, UT",4,100,600,850,3400,100,1312813.81533045,888259.52311857219,490940.76104289899,453603.16315463802,25078.074769688799,225434.33752716301,876000]
[null,39391,"600MW | 950MW | 100MW","Beryl Junction, UT",11,100,600,950,3800,100,1266165.6086943501,881251.26365126763,484909.9952144,448511.70540405402,30865.986888614301,277463.61593782098,875718.9607295359]
[null,39420,"600MW | 950MW | 125MW","Beryl Junction, UT",20,100,600,950,3800,125,1206189.34301935,871514.29134865548,475841.05901766202,436617.54108932801,43709.226579678601,392915.35049270396,876000]
[null,39537,"650MW | 0MW | 125MW","Beryl Junction, UT",17,100,650,0,0,125,1328363.21754249,397180.60204520455,0,0,478458.43871595903,4301006.4431493701,875639.04076116357]
[null,39664,"650MW | 150MW | 0MW","Beryl Junction, UT",4,100,650,149.99999999999901,599.99999999999898,0,1422214.96660799,610130.22067482758,211514.13594185401,194623.21882000699,0,-2.6347537485094099E-13,593239.30355298053]
[null,39781,"650MW | 250MW | 0MW","Beryl Junction, UT",1,100,650,250,1000,0,1443873.0625461801,768140.46927456791,369589.86163877801,340022.67296662298,0,-1.1177743175494399E-13,738573.28060241288]
[null,39810,"650MW | 250MW | 100MW","Beryl Junction, UT",10,100,650,250,1000,100,1378898.77473161,709883.26440052409,311654.73598336102,286873.42581245903,190898.045770378,1716039.8028436599,876000.00000000012]
[null,39937,"650MW | 350MW | 100MW","Beryl Junction, UT",17,100,650,349.99999999999898,1399.99999999999,100,1328363.21754249,767793.93973955908,370900.41845580097,341604.37829188601,136854.06042407299,1230222.20537012,875351.95999971707]
[null,40054,"650MW | 450MW | 100MW","Beryl Junction, UT",14,100,650,449.99999999999898,1799.99999999999,100,1350021.3134806801,864721.90406688396,466879.49147513497,429922.09768686601,48235.489721384998,433603.28775244596,876000]
[null,40181,"650MW | 550MW | 125MW","Beryl Junction, UT",1,100,650,550,2200,125,1443873.0625461801,896645.17184117774,497730.335326745,458492.970163683,18454.994859622399,165897.48529160401,875862.80153773818]
[null,40210,"650MW | 600MW | 0MW","Beryl Junction, UT",10,100,650,599.99999999999898,2399.99999999999,0,1378898.77473161,890768.60847661993,492104.037761254,453610.53935368703,0,-1.2774563629136499E-13,852275.11006905301]
[null,40327,"650MW | 700MW | 0MW","Beryl Junction, UT",7,100,650,700,2800,0,1400556.8706698001,894955.84035800223,496410.17218323599,457921.87298066798,0,-1.4371384082778599E-13,856467.54115543421]
[null,40454,"650MW | 800MW | 0MW","Beryl Junction, UT",14,100,650,799.99999999999898,3199.99999999999,0,1350021.3134806801,889664.04558376828,491523.96169951098,453889.504504757,0,-2.07586658973468E-13,852029.58838901436]
[null,40542,"650MW | 850MW | 125MW","Beryl Junction, UT",2,100,650,850,3400,125,1436653.6972334499,900781.86816537322,501963.68700559298,463549.97879485402,13485.926280023101,121229.037109011,875854.08623465733]
[null,40599,"650MW | 900MW | 100MW","Beryl Junction, UT",19,100,650,899.99999999999898,3599.99999999999,100,1313924.4869170301,885031.43993810005,487696.56431869703,450808.593041452,27856.531339145,250410.71716697601,876000]
[null,40726,"650MW | 1000MW | 125MW","Beryl Junction, UT",6,100,650,1000,4000.00000000001,125,1407776.2359825301,898161.23855685419,499798.711774375,462179.00344907399,15220.7383534911,136823.78328103799,875762.26858504431]
[null,40843,"700MW | 50MW | 125MW","Beryl Junction, UT",3,100,700,49.999999999999901,199.99999999999901,125,1539390.81899155,472592.98143040587,72549.100239837993,66751.886390132902,409088.45753681503,3677418.8713356899,875884.22511751577]
[null,40970,"700MW | 150MW | 125MW","Beryl Junction, UT",10,100,700,149.99999999999901,599.99999999999898,125,1484967.9112494199,588047.2928547702,188572.24109878001,173577.10303471301,302884.45767512399,2722719.2553789904,875936.61246582726]
[null,40989,"700MW | 200MW | 0MW","Beryl Junction, UT",9,100,700,199.99999999999901,799.99999999999795,0,1492742.6123554399,655314.00682403799,255888.48824946201,235524.83582787801,0,-1.9161845443704801E-13,634950.35440245399]
[null,41116,"700MW | 300MW | 0MW","Beryl Junction, UT",16,100,700,299.99999999999898,1199.99999999999,0,1438319.7046133101,726351.45082972164,327607.25361819199,301700.81072215497,0,-2.23554863509889E-13,700445.00793368462]
[null,41243,"700MW | 400MW | 100MW","Beryl Junction, UT",3,100,700,400,1600,100,1539390.81899155,889568.94314497267,489409.28707192099,450310.27501490398,25530.0689120444,229497.44847104099,876000]
[null,41360,"700MW | 500MW | 0MW","Beryl Junction, UT",20,100,700,499.99999999999898,1999.99999999999,0,1407220.90018924,859811.97001562559,461478.71766913898,423279.94235293398,0,-1.4371384082778599E-13,821613.19469942059]
[null,41389,"700MW | 500MW | 125MW","Beryl Junction, UT",9,100,700,499.99999999999898,1999.99999999999,125,1492742.6123554399,892660.08218855318,493590.86355138803,454416.15780394903,21955.149297038999,197361.42357587299,875440.52573815314]
[null,41516,"700MW | 600MW | 125MW","Beryl Junction, UT",16,100,700,599.99999999999898,2399.99999999999,125,1438319.7046133101,890319.8971556389,491990.52601522498,453412.890797275,23602.5946930996,212170.80447467999,875344.85663078853]
[null,41633,"700MW | 700MW | 125MW","Beryl Junction, UT",13,100,700,700,2800,125,1461643.8079313701,897400.30055998336,498134.393327108,459412.32510118798,17321.767665936699,155710.56607940499,876000]
[null,41662,"700MW | 750MW | 100MW","Beryl Junction, UT",2,100,700,749.99999999999898,2999.99999999999,100,1547165.52009757,906077.58084289043,505831.32368980802,465784.08198347199,9969.6608634456297,89620.272399771799,876000]
[null,41779,"700MW | 850MW | 0MW","Beryl Junction, UT",19,100,700,850,3400,0,1414995.60129526,894277.2200186043,495870.01327225502,457977.77552329103,0,-2.23554863509889E-13,856384.98226964031]
[null,41906,"700MW | 950MW | 100MW","Beryl Junction, UT",6,100,700,950,3800,100,1516066.71567349,906607.89597274712,507158.00705053302,467737.82722146402,8365.67065075143,75201.523180799806,875553.38679442951]
[null,42033,"750MW | 0MW | 100MW","Beryl Junction, UT",13,100,750,0,0,100,1566046.9370693199,400455.09808909602,0,0,475544.90191090398,4274815.7867476903,876000]
[null,42145,"750MW | 100MW | 100MW","Beryl Junction, UT",5,100,750,100,400.00000000000102,100,1632687.2322637599,540419.47387930448,139526.40692854,128391.151039962,346445.66055721202,3114303.9764469401,875729.87854793854]
[null,42178,"750MW | 100MW | 125MW","Beryl Junction, UT",18,100,750,100,400.00000000000102,125,1524396.7525728,505412.37292085902,105421.638589241,97102.048292752996,378907.217375629,3406110.6491547404,876000]
[null,42305,"750MW | 250MW | 0MW","Beryl Junction, UT",5,100,750,250,1000,0,1632687.2322637599,746138.06514453841,345482.00833698403,317910.58933428599,0,0,718566.64614184038]
[null,42422,"750MW | 350MW | 0MW","Beryl Junction, UT",2,100,750,349.99999999999898,1399.99999999999,0,1657677.3429616799,873595.95974080521,472131.12862918503,434384.13841119799,0,-3.3533229526483398E-13,835848.96952281822]
[null,42451,"750MW | 350MW | 100MW","Beryl Junction, UT",11,100,750,349.99999999999898,1399.99999999999,100,1582707.01086793,823927.16871368326,423289.77560894802,389661.58932759601,85701.017567668794,770392.157221045,876000]
[null,42568,"750MW | 450MW | 100MW","Beryl Junction, UT",8,100,750,449.99999999999898,1799.99999999999,100,1607697.12156585,893755.44251504657,492850.24811085698,453633.73392969201,21461.0716661183,192920.011528237,875999.99999999988]
[null,42695,"750MW | 550MW | 100MW","Beryl Junction, UT",15,100,750,550,2200,100,1549386.86327071,893996.22010719962,494039.72353448003,455033.71910733602,20695.405997797199,186037.21313599899,875685.62167785282]
[null,42822,"750MW | 650MW | 125MW","Beryl Junction, UT",2,100,750,649.99999999999898,2599.99999999999,125,1657677.3429616799,905091.8292570773,504038.19860557897,463758.79699352803,10823.914167791299,97299.411628526708,875636.34181281761]
[null,42841,"750MW | 700MW | 0MW","Beryl Junction, UT",1,100,750,700,2800,0,1666007.37986098,907974.02202423406,505887.65340771503,465416.65185383899,0,-1.6367409649831101E-13,867503.02047035797]
[null,42968,"750MW | 800MW | 0MW","Beryl Junction, UT",8,100,750,799.99999999999898,3199.99999999999,0,1607697.12156585,906741.17656313954,505385.95062404999,465348.71638714202,0,-2.2555088907694102E-13,866703.94232623163]
[null,43085,"750MW | 900MW | 0MW","Beryl Junction, UT",5,100,750,899.99999999999898,3599.99999999999,0,1632687.2322637599,909406.78837091441,508730.629271632,468274.063944283,0,0,868950.22304356541]
[null,43212,"750MW | 1000MW | 0MW","Beryl Junction, UT",12,100,750,1000,4000.00000000001,0,1574376.97396863,908415.51397989946,507175.89602958201,467551.37376717402,0,-2.5549127258272999E-13,868790.99171749153]
[null,43241,"750MW | 1000MW | 125MW","Beryl Junction, UT",1,100,750,1000,4000.00000000001,125,1666007.37986098,912628.81904644042,511127.94575978298,470237.720817742,4261.4058956005301,38307.056017321898,876000]
[null,43358,"800MW | 50MW | 100MW","Beryl Junction, UT",18,100,800,49.999999999999901,199.99999999999901,100,1626023.20274432,453660.47356566525,52932.7995439722,48755.245975780097,426149.98679854802,3830790.07632819,875632.90679602115]
[null,43485,"800MW | 150MW | 125MW","Beryl Junction, UT",5,100,800,149.99999999999901,599.99999999999898,125,1741533.0477480099,611147.10314463906,208924.761783936,192251.06583977799,281526.59279951901,2530727.0006527202,876000]
[null,43541,"800MW | 200MW | 125MW","Beryl Junction, UT",1,100,800,199.99999999999901,799.99999999999795,125,1777074.5385183799,701137.01796709595,298595.52303780097,274707.88128188899,198750.62378881601,1786628.9824248001,876000]
[null,43630,"800MW | 300MW | 0MW","Beryl Junction, UT",10,100,800,299.99999999999898,1199.99999999999,0,1697106.18428505,777274.63240255287,375620.574283597,345752.21078857902,0,-6.3872818145682611E-14,747406.26890753489]
[null,43757,"800MW | 400MW | 0MW","Beryl Junction, UT",17,100,800,400,1600,0,1634908.5754369099,823993.92202020262,422847.03852964297,389448.98196348699,0,-7.9841022682103308E-14,790595.86545404664]
[null,43874,"800MW | 500MW | 0MW","Beryl Junction, UT",14,100,800,499.99999999999898,1999.99999999999,0,1661564.69351469,892260.24041738862,491186.052853812,452327.59235129599,0,-6.7864869279787798E-14,853401.7799148726]
[null,44001,"800MW | 600MW | 100MW","Beryl Junction, UT",1,100,800,599.99999999999898,2399.99999999999,100,1777074.5385183799,905537.91954759299,502996.42461829801,462756.71162767999,10701.793443025001,96201.631797385096,876000]
[null,44030,"800MW | 600MW | 125MW","Beryl Junction, UT",10,100,800,599.99999999999898,2399.99999999999,125,1697106.18428505,901163.38385536149,499789.74818909302,460169.140451946,14024.5739478997,126071.102589855,875567.35006611422]
[null,44147,"800MW | 700MW | 125MW","Beryl Junction, UT",7,100,800,700,2800,125,1723762.3023628299,904975.20874048572,503432.11803611298,463439.54864873399,10501.2189560635,94398.607561742407,875483.85830917023]
[null,44274,"800MW | 800MW | 125MW","Beryl Junction, UT",14,100,800,799.99999999999898,3199.99999999999,125,1661564.69351469,903891.19327199133,502734.48624078499,463214.01191773399,11329.496221183899,101844.24038108799,875700.21517012431]
[null,44391,"800MW | 900MW | 125MW","Beryl Junction, UT",11,100,800,899.99999999999898,3599.99999999999,125,1688220.8115924599,908170.76577661117,506450.92358738999,466539.13242478302,7741.0253859957202,69586.399502331304,876000]
[null,44420,"800MW | 950MW | 0MW","Beryl Junction, UT",20,100,800,950,3800,0,1608252.45735913,905446.13349319017,504742.63564027398,461944.72649280401,0,-3.1936409072841305E-14,862648.22434572014]
[null,44547,"850MW | 0MW | 100MW","Beryl Junction, UT",7,100,850,0,0,100,1831497.44626051,402929.43817731208,0,0,472983.50306880398,4251790.6041363999,875912.94124611607]
[null,44664,"850MW | 100MW | 100MW","Beryl Junction, UT",4,100,850,100,400.00000000000102,100,1859819.57171814,545916.94460214209,142662.96528909201,131270.07056829901,341475.95011865097,3069629.7584015802,876000]
[null,44791,"850MW | 200MW | 100MW","Beryl Junction, UT",11,100,850,199.99999999999901,799.99999999999795,100,1793734.61231699,649331.92965875042,246937.87880302701,227317.13179063899,245993.317122843,2211307.7256123703,875704.49976920546]
[null,44820,"850MW | 200MW | 125MW","Beryl Junction, UT",20,100,850,199.99999999999901,799.99999999999795,125,1708768.2359440799,601486.41905231599,199912.83678285699,183407.615034207,290674.23352453398,2612957.8874221002,875655.43082819995]
[null,44937,"850MW | 300MW | 125MW","Beryl Junction, UT",17,100,850,299.99999999999898,1199.99999999999,125,1737090.36140172,724243.84440139099,322061.87775542698,296619.20741464198,177198.82593939401,1592893.4060169901,876000]
[null,45069,"850MW | 450MW | 0MW","Beryl Junction, UT",9,100,850,449.99999999999898,1799.99999999999,0,1812616.0292887499,895432.31846864242,492798.809613113,453616.61504133698,0,-1.5968204536420601E-13,856250.12389686634]
[null,45180,"850MW | 500MW | 125MW","Beryl Junction, UT",20,100,850,499.99999999999898,1999.99999999999,125,1708768.2359440799,867948.69719699584,466030.54575573799,427467.61510269297,46614.2334560491,419029.328806462,876000]
[null,45209,"850MW | 550MW | 100MW","Beryl Junction, UT",9,100,850,550,2200,100,1812616.0292887499,901829.16763183079,498973.997464007,459351.50141396001,13793.328418216201,123992.367149871,876000]
[null,45336,"850MW | 650MW | 100MW","Beryl Junction, UT",16,100,850,649.99999999999898,2599.99999999999,100,1746531.0698875999,900938.89489636931,498671.26745535299,459432.20043612999,14300.172122853701,128548.53726396899,876000]
[null,45453,"850MW | 750MW | 100MW","Beryl Junction, UT",13,100,850,749.99999999999898,2999.99999999999,100,1774853.1953452299,904640.73950714362,502119.04644651001,462553.79865568102,10924.5082836854,98203.682314534002,876000]
[null,45482,"850MW | 800MW | 0MW","Beryl Junction, UT",2,100,850,799.99999999999898,3199.99999999999,0,1878700.9886898999,911169.97951460141,507744.92062568001,467179.04063358001,0,-4.3114152248335801E-13,870604.09952250146]
[null,45609,"850MW | 900MW | 0MW","Beryl Junction, UT",9,100,850,899.99999999999898,3599.99999999999,0,1812616.0292887499,909933.24670295231,507117.60623594199,467031.618079854,0,-1.5968204536420601E-13,869847.25854686438]
[null,45726,"850MW | 1000MW | 0MW","Beryl Junction, UT",6,100,850,1000,4000.00000000001,0,1840938.1547463899,911264.38659946318,509043.82736386597,468656.02982933598,0,-2.8742768165557199E-13,870876.58906493313]
[null,45853,"900MW | 50MW | 0MW","Beryl Junction, UT",13,100,900,49.999999999999901,199.99999999999901,0,1879256.32448319,462297.0558228647,59737.975055984003,54999.222037839201,0,-3.1936409072841305E-14,457558.30280471989]
[null,45970,"900MW | 150MW | 0MW","Beryl Junction, UT",10,100,900,149.99999999999901,599.99999999999898,0,1909244.4573206899,593775.02622673451,190012.07582314001,174901.75098112301,0,-1.2774563629136499E-13,578664.70138471748]
[null,45999,"900MW | 150MW | 100MW","Beryl Junction, UT",19,100,900,149.99999999999901,599.99999999999898,100,1819280.05880819,556699.69799530599,154561.78207824699,142378.12194411701,330709.37550488103,2972845.7892260202,875225.41336605698]
[null,46126,"900MW | 250MW | 125MW","Beryl Junction, UT",6,100,900,250,1000,125,1949228.6344373501,744605.33835506788,341079.18109049898,313876.77367594599,158145.769881293,1421619.7691939098,875548.70082180784]
[null,46243,"900MW | 350MW | 125MW","Beryl Junction, UT",3,100,900,349.99999999999898,1399.99999999999,125,1979216.76727485,874173.5413607728,469964.256676319,432414.11544247199,39376.599873074199,353968.06923902599,876000]
[null,46272,"900MW | 400MW | 0MW","Beryl Junction, UT",12,100,900,400,1600,0,1889252.3687623499,861499.08015563153,458786.51906891901,422379.02078461699,0,-1.9161845443704801E-13,825091.58187132957]
[null,46389,"900MW | 500MW | 0MW","Beryl Junction, UT",9,100,900,499.99999999999898,1999.99999999999,0,1919240.5015998499,902043.03575192939,497820.92217041901,458263.81519635301,0,-2.6347537485094099E-13,862485.92877786339]
[null,46500,"900MW | 550MW | 125MW","Beryl Junction, UT",20,100,900,550,2200,125,1809284.0145290301,888358.45113375387,485660.854190599,445399.45018635399,27774.337604297099,249671.853026308,875871.3847338059]
[null,46642,"900MW | 700MW | 100MW","Beryl Junction, UT",2,100,900,700,2800,100,1989212.81155401,909070.25488018268,505288.84772010898,464912.739094752,6802.2924640558304,61147.847647137001,875496.43871888146]
[null,46661,"900MW | 700MW | 125MW","Beryl Junction, UT",1,100,900,700,2800,125,1999208.85583318,909640.02940409677,505633.62909073499,465182.93879581802,6456.7914140396297,58042.035058226502,875646.13052321947]
[null,46788,"900MW | 800MW | 125MW","Beryl Junction, UT",8,100,900,799.99999999999898,3199.99999999999,125,1929236.5458790199,908670.41310901847,505379.449640101,465325.08706730697,6856.1208160577198,61631.726851787695,875472.17135228217]
[null,46915,"900MW | 900MW | 125MW","Beryl Junction, UT",15,100,900,899.99999999999898,3599.99999999999,125,1859264.23592486,907320.94713133154,504374.04875647998,464870.10993461002,7880.4655386381501,70839.868866479897,875697.47384809982]
[null,47032,"900MW | 1000MW | 125MW","Beryl Junction, UT",12,100,900,1000,4000.00000000001,125,1889252.3687623499,910619.64174345252,507415.100520187,467560.45084926102,4944.4605528055299,44447.239247334699,875709.45262533205]
[null,47061,"950MW | 0MW | 100MW","Beryl Junction, UT",1,100,950,0,0,100,2110276.0144905802,405163.81210325798,0,0,470836.18789674202,4232487.7438601805,876000]
[null,47178,"950MW | 100MW | 0MW","Beryl Junction, UT",18,100,950,100,400.00000000000102,0,1930902.55325888,509758.27406034438,106044.41429914899,97675.001945868396,0,-1.9161845443704801E-13,501388.8617070638]
[null,47305,"950MW | 200MW | 100MW","Beryl Junction, UT",5,100,950,199.99999999999901,799.99999999999795,100,2068070.49420077,684053.8124514611,279187.774064728,256906.465470959,214227.49614230799,1925755.2310720501,876000]
[null,47432,"950MW | 300MW | 100MW","Beryl Junction, UT",12,100,950,299.99999999999898,1199.99999999999,100,1994210.8336936,765776.96013834246,362203.19350694399,333448.505454281,138228.875430051,1242580.8299033602,875251.14751573047]
[null,47451,"950MW | 300MW | 125MW","Beryl Junction, UT",11,100,950,299.99999999999898,1199.99999999999,125,2004762.2137660501,773838.21451369533,370013.33781949797,340613.69573171902,130984.474044228,1177458.7325257801,875423.0464701443]
[null,47578,"950MW | 400MW | 125MW","Beryl Junction, UT",18,100,950,400,1600,125,1930902.55325888,820527.90311263897,416695.70962111797,383816.61601403297,88351.190494445997,794215.35671172303,876000]
[null,47705,"950MW | 550MW | 0MW","Beryl Junction, UT",5,100,950,550,2200,0,2068070.49420077,905814.87645993708,500525.98370485799,460631.61664550699,0,-1.2774563629136499E-13,865920.50940058613]
[null,47822,"950MW | 650MW | 0MW","Beryl Junction, UT",2,100,950,649.99999999999898,2599.99999999999,0,2099724.6344181299,909180.76670305012,503949.274407694,463676.974545201,0,-2.8742768165557199E-13,868908.46684055706]
[null,47851,"950MW | 650MW | 100MW","Beryl Junction, UT",11,100,950,649.99999999999898,2599.99999999999,100,2004762.2137660501,905272.44511448476,500870.61489043199,461237.38639965898,10360.7833762882,93136.190004468313,876000]
[null,47931,"950MW | 700MW | 125MW","Beryl Junction, UT",11,100,950,700,2800,125,2004762.2137660501,906152.52062225481,502038.295609152,462345.223481544,9252.9462944030402,83177.510124277207,875712.39478904987]
[null,48094,"950MW | 850MW | 100MW","Beryl Junction, UT",14,100,950,850,3400,100,1973108.07354869,907629.71383239736,503776.671950905,464216.45341875998,7621.1234006441,68508.56458541,875690.61870089639]
[null,48221,"950MW | 950MW | 125MW","Beryl Junction, UT",1,100,950,950,3800,125,2110276.0144905802,913605.86832700577,508442.05622374802,467766.69174815499,3069.49614858735,27592.621728496299,876000.00000000012]
[null,48240,"950MW | 950MW | 125MW","Beryl Junction, UT",20,100,950,950,3800,125,1909799.79311397,908714.66703074612,505052.22428776702,462215.12127299502,10122.4359840259,90993.613791203999,876000]
[null,48367,"1000MW | 50MW | 0MW","Beryl Junction, UT",7,100,1000,49.999999999999901,199.99999999999901,0,2154702.8779535401,474034.63314977876,67966.783666258503,62549.583469180499,0,-4.3912562475156803E-14,468617.43295270076]
[null,48484,"1000MW | 150MW | 0MW","Beryl Junction, UT",4,100,1000,149.99999999999901,599.99999999999898,0,2188023.0255507599,619210.51623086492,214286.56452775601,197173.853119037,0,-6.3872818145682611E-14,602097.80482214596]
[null,48611,"1000MW | 250MW | 0MW","Beryl Junction, UT",11,100,1000,250,1000,0,2110276.0144905802,715383.5689123068,309420.58659284801,284834.79378023802,0,-9.5809227218524004E-14,690797.77609969676]
[null,48640,"1000MW | 250MW | 100MW","Beryl Junction, UT",20,100,1000,250,1000,100,2010315.5716989201,655010.488488951,250567.51279612101,229881.868264905,241675.15604226501,2172490.4802107299,876000]
[null,48757,"1000MW | 350MW | 100MW","Beryl Junction, UT",17,100,1000,349.99999999999898,1399.99999999999,100,2043635.7192961399,780668.84477112559,376880.16116409103,347105.74146388797,124206.904974515,1116533.1308874099,875101.33004543744]
[null,48884,"1000MW | 450MW | 125MW","Beryl Junction, UT",4,100,1000,449.99999999999898,1799.99999999999,125,2188023.0255507599,903653.50955246366,498268.89770447102,458498.02720814903,11802.9785804762,106100.515353475,875685.61763661786]
[null,48913,"1000MW | 500MW | 0MW","Beryl Junction, UT",13,100,1000,499.99999999999898,1999.99999999999,0,2088062.5827591,899954.97316917218,495269.44037922297,456050.73502161802,0,-1.9161845443704801E-13,860736.26781156729]
[null,49030,"1000MW | 600MW | 0MW","Beryl Junction, UT",10,100,1000,599.99999999999898,2399.99999999999,0,2121382.7303563198,905830.42586214864,500187.06365221302,460534.66344450199,0,-2.5748729814978302E-13,866178.0256544376]
[null,49157,"1000MW | 700MW | 0MW","Beryl Junction, UT",17,100,1000,700,2800,0,2043635.7192961399,905330.62364818982,499624.98405885499,460406.97174533003,0,-2.5549127258272999E-13,866112.61133466486]
[null,49274,"1000MW | 800MW | 0MW","Beryl Junction, UT",14,100,1000,799.99999999999898,3199.99999999999,0,2076955.8668933599,907629.71383239841,502739.73396044603,463218.828338722,0,-1.5968204536420599E-14,868108.80821067444]
[null,49303,"1000MW | 800MW | 125MW","Beryl Junction, UT",3,100,1000,799.99999999999898,3199.99999999999,125,2199129.7414164999,912234.42770556011,506459.80408194498,466050.44639578997,4174.9299805948604,37529.698074561398,876000]
[null,49424,"1000MW | 900MW | 125MW","Beryl Junction, UT",4,100,1000,899.99999999999898,3599.99999999999,125,2188023.0255507599,912405.60165466694,507130.89684486302,466741.70754413703,3559.2982444885702,31995.5997091811,875575.71059842943]
[null,49546,"1000MW | 1000MW | 125MW","Beryl Junction, UT",6,100,1000,1000,4000.00000000001,125,2165809.5938192802,913093.98439274321,507546.98308908002,467278.93266587501,3174.06603046175,28532.631767629799,876000]
[null,49673,"0MW | 100MW | 125MW","El Paso, TX",13,100,0,100,400.00000000000102,125,0,0,0,383.66652186501801,875616.33347813506,7871177.9065349903,876000.00000000012]
[null,49692,"0MW | 150MW | 100MW","El Paso, TX",12,100,0,149.99999999999901,599.99999999999898,100,0,0,0,575.499782797526,875424.500217202,7869453.4598024907,875999.99999999953]
[null,49819,"0MW | 300MW | 100MW","El Paso, TX",19,100,0,299.99999999999898,1199.99999999999,100,0,0,0,1150.9995655950499,874849.00043440401,7864280.1196049899,875999.99999999907]
[null,49946,"0MW | 450MW | 125MW","El Paso, TX",6,100,0,449.99999999999898,1799.99999999999,125,0,0,0,1726.49934839257,874273.50065160706,7859106.77940749,875999.99999999965]
[null,50063,"0MW | 600MW | 125MW","El Paso, TX",3,100,0,599.99999999999898,2399.99999999999,125,0,0,0,2301.9991311900999,873698.00086880894,7853933.4392099902,875999.99999999907]
[null,50092,"0MW | 650MW | 100MW","El Paso, TX",12,100,0,649.99999999999898,2599.99999999999,100,0,0,0,2493.8323921226101,873506.16760787705,7852208.9924774906,875999.99999999965]
[null,50219,"0MW | 800MW | 100MW","El Paso, TX",19,100,0,799.99999999999898,3199.99999999999,100,0,0,0,3069.33217492014,872930.66782507906,7847035.6522799898,875999.99999999919]
[null,50336,"0MW | 950MW | 100MW","El Paso, TX",16,100,0,950,3800,100,0,0,0,3644.8319577176699,872355.16804228199,7841862.3120824806,875999.99999999965]
[null,50463,"50MW | 50MW | 0MW","El Paso, TX",3,100,50,49.999999999999901,199.99999999999901,0,109157.904001663,109157.904001663,0,191.83326093250801,0,0,109349.73726259552]
[null,50482,"50MW | 50MW | 100MW","El Paso, TX",2,100,50,49.999999999999901,199.99999999999901,100,109709.206547126,109709.20654712601,0,191.83326093250801,766098.96019194101,6886693.3828534102,875999.99999999953]
[null,50609,"50MW | 150MW | 100MW","El Paso, TX",9,100,50,149.99999999999901,599.99999999999898,100,105850.08872888501,105850.08872888505,0,575.499782797526,769574.41148831602,6917935.2571919197,875999.9999999986]
[null,50736,"50MW | 250MW | 100MW","El Paso, TX",16,100,50,250,1000,100,101990.970910645,101990.97091064502,0,959.16630466254503,773049.86278469197,6949177.1315304292,875999.99999999953]
[null,50853,"50MW | 350MW | 100MW","El Paso, TX",13,100,50,349.99999999999898,1399.99999999999,100,103644.87854703399,103644.87854703396,0,1342.83282652756,771012.28862643801,6930860.7661496401,875999.99999999953]
[null,50882,"50MW | 400MW | 0MW","El Paso, TX",2,100,50,400,1600,0,109709.206547126,109709.206547126,0,1534.66608746007,0,0,111243.87263458606]
[null,51027,"50MW | 500MW | 100MW","El Paso, TX",7,100,50,499.99999999999898,1999.99999999999,100,106952.693819811,106952.69381981097,0,1918.3326093250801,767128.97357086302,6895952.4821205596,875999.99999999907]
[null,51125,"50MW | 600MW | 0MW","El Paso, TX",5,100,50,599.99999999999898,2399.99999999999,0,108055.29891073699,108055.29891073699,0,2301.9991311900999,0,0,110357.29804192709]
[null,51252,"50MW | 700MW | 0MW","El Paso, TX",12,100,50,700,2800,0,104196.18109249701,104196.18109249701,0,2685.6656530551199,0,0,106881.84674555213]
[null,51271,"50MW | 700MW | 100MW","El Paso, TX",11,100,50,700,2800,100,104747.48363796,104747.48363795999,0,2685.6656530551199,768566.85070898395,6908877.9910782697,875999.99999999907]
[null,51398,"50MW | 800MW | 100MW","El Paso, TX",18,100,50,799.99999999999898,3199.99999999999,100,100888.36581971899,100888.36581971904,0,3069.33217492013,772042.30200536002,6940119.8654167801,875999.99999999919]
[null,51525,"50MW | 900MW | 125MW","El Paso, TX",5,100,50,899.99999999999898,3599.99999999999,125,108055.29891073699,108055.29891073708,0,3452.9986967851501,764491.70239247696,6872245.2603166904,875999.99999999919]
[null,51642,"50MW | 1000MW | 125MW","El Paso, TX",2,100,50,1000,4000.00000000001,125,109709.206547126,109709.2065471259,0,3836.6652186501801,762454.128234223,6853928.8949359003,875999.99999999907]
[null,51671,"100MW | 0MW | 0MW","El Paso, TX",11,100,100,0,0,0,209494.96727592,209494.96727592,0,0,0,0,209494.96727592]
[null,51788,"100MW | 100MW | 0MW","El Paso, TX",8,100,100,100,400.00000000000102,0,212802.782548697,212802.782548697,0,383.66652186501801,0,0,213186.44907056203]
[null,51915,"100MW | 200MW | 0MW","El Paso, TX",15,100,100,199.99999999999901,799.99999999999795,0,205084.546912216,205084.546912216,0,767.33304373003295,0,0,205851.87995594603]
[null,52042,"100MW | 300MW | 100MW","El Paso, TX",2,100,100,299.99999999999898,1199.99999999999,100,219418.41309425299,219418.41309425305,0,1150.9995655950499,655430.58734015096,5891862.1787768202,875999.99999999907]
[null,52061,"100MW | 300MW | 125MW","El Paso, TX",1,100,100,299.99999999999898,1199.99999999999,125,220521.01818517901,220521.01818517898,0,1150.9995655950499,654327.98224922596,5881950.5308329603,876000]
[null,52188,"100MW | 400MW | 125MW","El Paso, TX",8,100,100,400,1600,125,212802.782548697,212802.78254869703,0,1534.66608746007,661662.55136384198,5947883.1729749804,875999.99999999907]
[null,52315,"100MW | 500MW | 125MW","El Paso, TX",15,100,100,499.99999999999898,1999.99999999999,125,205084.546912216,205084.54691221597,0,1918.3326093250801,668997.120478458,6013815.8151169997,875999.99999999907]
[null,52432,"100MW | 600MW | 125MW","El Paso, TX",12,100,100,599.99999999999898,2399.99999999999,125,208392.36218499401,208392.36218499407,0,2301.9991311900999,665305.63868381502,5980631.9778204197,875999.99999999919]
[null,52458,"100MW | 650MW | 0MW","El Paso, TX",18,100,100,649.99999999999898,2599.99999999999,0,201776.73163943799,201776.73163943799,0,2493.8323921226101,0,-6.3872818145682611E-14,204270.56403156059]
[null,52577,"100MW | 750MW | 0MW","El Paso, TX",17,100,100,749.99999999999898,2999.99999999999,0,202879.33673036401,202879.33673036401,0,2877.4989139876302,0,0,205756.83564435164]
[null,52704,"100MW | 850MW | 100MW","El Paso, TX",4,100,100,850,3400,100,217213.202912401,217213.20291240088,0,3261.1654358526498,655525.63165174599,5892716.5606070403,875999.99999999953]
[null,52733,"100MW | 850MW | 125MW","El Paso, TX",13,100,100,850,3400,125,207289.75709406799,207289.75709406793,0,3261.1654358526498,665449.07747007895,5981921.3921017805,875999.99999999953]
[null,52850,"100MW | 950MW | 125MW","El Paso, TX",10,100,100,950,3800,125,210597.57236684501,210597.57236684498,0,3644.8319577176699,661757.59567543596,5948737.5548052005,875999.9999999986]
[null,52977,"150MW | 0MW | 125MW","El Paso, TX",15,100,150,0,0,125,307626.820368324,299320.89621837926,0,0,576525.36831725598,5182559.4934143098,875846.26453563524]
[null,53094,"150MW | 100MW | 125MW","El Paso, TX",6,100,150,100,400.00000000000102,125,322511.98909582401,322511.98909582413,13956.9366215462,13224.0482136876,554220.89931203402,4982057.93018567,875999.99999999953]
[null,53123,"150MW | 150MW | 0MW","El Paso, TX",14,100,150,149.99999999999901,599.99999999999898,0,309280.72800471302,309280.72800471302,8740.7521116574007,8616.9917255223299,0,-3.9920511341051597E-14,309156.96761857794]
[null,53250,"150MW | 250MW | 0MW","El Paso, TX",15,100,150,250,1000,0,307626.820368324,307626.820368324,8152.1886855809598,8459.1798953970301,0,-3.2934421856367599E-14,307933.81157814007]
[null,53367,"150MW | 350MW | 0MW","El Paso, TX",6,100,150,349.99999999999898,1399.99999999999,0,322511.98909582401,322511.98909582407,13956.9366215462,14183.2145183501,0,-1.05914106651727E-13,322738.26699262799]
[null,53494,"150MW | 450MW | 0MW","El Paso, TX",7,100,150,449.99999999999898,1799.99999999999,0,320858.08145943499,320858.08145943499,13259.230913693,13924.991788990201,0,-6.08787797951038E-14,321523.84233473218]
[null,53523,"150MW | 450MW | 100MW","El Paso, TX",15,100,150,449.99999999999898,1799.99999999999,100,307626.820368324,307626.82036832394,8152.1886855809598,9226.5129391270602,567298.85537812905,5099619.6006506104,875999.99999999907]
[null,53640,"150MW | 550MW | 100MW","El Paso, TX",6,100,150,550,2200,100,322511.98909582401,322511.98909582401,13956.9366215462,14950.547562080101,552494.39996364096,4966537.9095931603,875999.99999999884]
[null,53767,"150MW | 650MW | 100MW","El Paso, TX",7,100,150,649.99999999999898,2599.99999999999,100,320858.08145943499,320858.08145943511,13259.230913693,14692.3248327202,553708.824621537,4977454.7371703796,875999.9999999993]
[null,53884,"150MW | 750MW | 0MW","El Paso, TX",19,100,150,749.99999999999898,2999.99999999999,0,301011.18982276903,301011.18982276903,5948.3127284517204,8349.9466241632199,0,-2.84433643304993E-14,303412.82371848053]
[null,53986,"150MW | 800MW | 125MW","El Paso, TX",16,100,150,799.99999999999898,3199.99999999999,125,305972.91273193498,305972.91273193492,7576.4031845956197,10039.6231047481,567563.867347911,5102001.8727505803,875999.99999999837]
[null,54039,"150MW | 850MW | 125MW","El Paso, TX",6,100,150,850,3400,125,322511.98909582401,322511.98909582407,13956.9366215462,16101.5471276752,551343.40039804601,4956191.2291981606,875999.99999999907]
[null,54156,"150MW | 950MW | 100MW","El Paso, TX",18,100,150,950,3800,100,302665.09745915799,302665.09745915799,6472.5626679597799,9599.5896122406702,570207.87559655996,5125769.6561001604,875999.99999999884]
[null,54283,"200MW | 0MW | 100MW","El Paso, TX",20,100,200,0,0,100,399143.04291517398,340469.0156066434,0,0,535335.24005209596,4812289.0734003,875804.25565873936]
[null,54312,"200MW | 50MW | 0MW","El Paso, TX",9,100,200,49.999999999999901,199.99999999999901,0,423400.35491554299,394609.13078128611,47374.301024929096,43776.1902038673,0,-1.4970191752894301E-13,391011.01996022428]
[null,54429,"200MW | 150MW | 0MW","El Paso, TX",6,100,200,149.99999999999901,599.99999999999898,0,430015.98546109902,430015.98546109896,81137.549103616999,75222.044958125203,0,-1.7789577866356099E-13,424100.48131560715]
[null,54556,"200MW | 250MW | 0MW","El Paso, TX",13,100,200,250,1000,0,414579.51418813597,414579.51418813597,69607.6281725468,64998.184223405602,0,-3.4132037196599099E-13,409970.07023899478]
[null,54673,"200MW | 350MW | 0MW","El Paso, TX",10,100,200,349.99999999999898,1399.99999999999,0,421195.14473369101,421195.14473369101,74502.584309642101,69885.210391398301,0,-2.8543165608851896E-13,416577.77081544721]
[null,54702,"200MW | 350MW | 100MW","El Paso, TX",19,100,200,349.99999999999898,1399.99999999999,100,401348.25309702498,401348.25309702498,60042.646966098699,56582.0680353383,478112.32583373401,4297895.1306171902,875999.9999999986]
[null,54829,"200MW | 450MW | 125MW","El Paso, TX",6,100,200,449.99999999999898,1799.99999999999,125,430015.98546109902,430015.98546109907,81137.549103616999,76373.044523720295,450748.51911879698,4051913.6629146002,875999.99999999942]
[null,54946,"200MW | 550MW | 125MW","El Paso, TX",3,100,200,550,2200,125,436631.61600665399,436631.61600665405,86202.518960773203,81416.483314169003,444154.41963994899,3992637.3244694001,875999.99999999884]
[null,55073,"200MW | 650MW | 125MW","El Paso, TX",10,100,200,649.99999999999898,2599.99999999999,125,421195.14473369101,421195.14473369106,74502.584309642101,71036.209956993407,458271.22961895599,4119537.5644136802,875999.99999999837]
[null,55092,"200MW | 700MW | 0MW","El Paso, TX",9,100,200,700,2800,0,423400.35491554299,423400.35491554299,76149.799403133002,72743.481103937505,0,-2.7744755382030901E-13,419994.0366163475]
[null,55219,"200MW | 800MW | 0MW","El Paso, TX",16,100,200,799.99999999999898,3199.99999999999,0,407963.883642581,407963.88364258106,64789.420780575398,62675.599293049498,0,-3.62278640420043E-13,405850.06215505517]
[null,55346,"200MW | 900MW | 100MW","El Paso, TX",3,100,200,899.99999999999898,3599.99999999999,100,436631.61600665399,436631.61600665393,86202.518960773203,82759.316140696596,442811.58681342198,3980566.1973418901,875999.9999999993]
[null,55417,"200MW | 950MW | 100MW","El Paso, TX",14,100,200,950,3800,100,412374.30400628399,412374.30400628387,67991.734864961894,66197.228033482606,465420.20282519399,4183801.8292565201,875999.9999999986]
[null,55491,"200MW | 1000MW | 125MW","El Paso, TX",8,100,200,1000,4000.00000000001,125,425605.56509739498,425605.56509739498,77804.072559330802,75416.411973234601,452782.09548870003,4070194.0909765698,875999.99999999884]
[null,55618,"250MW | 50MW | 125MW","El Paso, TX",15,100,250,49.999999999999901,199.99999999999901,125,512711.36728054099,414783.49612995767,51309.437756757601,47396.515997149501,464878.37074426602,4178931.1381314304,875748.94511461561]
[null,55735,"250MW | 150MW | 125MW","El Paso, TX",12,100,250,149.99999999999901,599.99999999999898,125,520980.90546248498,495916.43627919903,131139.96705468901,121224.269473111,389999.26130237902,3505820.3596254704,876000]
[null,55764,"250MW | 200MW | 100MW","El Paso, TX",1,100,250,199.99999999999901,799.99999999999795,100,551302.54546294699,548897.31330763898,180630.50735215601,166947.39980771299,340785.79423680401,3063425.7401329,876000]
[null,55881,"250MW | 300MW | 0MW","El Paso, TX",18,100,250,299.99999999999898,1199.99999999999,0,504441.829098596,504441.829098596,141829.16762828501,131633.83378361701,-3.33344463143703E-14,-2.9965333825376899E-13,494246.49525392801]
[null,56008,"250MW | 400MW | 100MW","El Paso, TX",5,100,250,400,1600,100,540276.49455368798,540276.49455368798,173211.86979122501,160889.58629538701,348045.78894214903,3128688.0105376602,875999.99999999907]
[null,56135,"250MW | 500MW | 100MW","El Paso, TX",12,100,250,499.99999999999898,1999.99999999999,100,520980.90546248498,520980.90546248498,156204.43623797601,145626.41394826301,365597.116827227,3286462.1622949904,875999.99999999895]
[null,56252,"250MW | 600MW | 100MW","El Paso, TX",9,100,250,599.99999999999898,2399.99999999999,100,529250.44364442897,529250.44364442897,163465.18601768001,152689.97026745501,357524.77210579399,3213897.4338906202,875999.99999999802]
[null,56281,"250MW | 600MW | 125MW","El Paso, TX",18,100,250,599.99999999999898,2399.99999999999,125,504441.829098596,504441.829098596,141829.16762828501,132784.83334921199,380602.50518047501,3421350.0998188397,875999.99999999802]
[null,56408,"250MW | 750MW | 0MW","El Paso, TX",5,100,250,749.99999999999898,2999.99999999999,0,540276.49455368798,540276.49455368798,173211.86979122501,162232.41912191501,-5.0653925498522698E-14,-4.5534333248387E-13,529297.04388437793]
[null,56525,"250MW | 850MW | 0MW","El Paso, TX",2,100,250,850,3400,0,548546.03273563203,548546.03273563203,180571.20465312799,169386.67371673099,-1.7763568394002501E-14,-1.5968204536420601E-13,537361.501799235]
[null,56554,"250MW | 850MW | 100MW","El Paso, TX",11,100,250,850,3400,100,523737.4181898,523737.4181898,158619.47446524,149191.08194387401,361690.97433156602,3251348.6755587501,876000]
[null,56671,"250MW | 950MW | 100MW","El Paso, TX",8,100,250,950,3800,100,532006.95637174405,532006.95637174405,165895.317107232,156268.523696371,353619.83703911601,3178794.8010957302,875999.99999999907]
[null,56798,"300MW | 0MW | 100MW","El Paso, TX",15,100,300,0,0,100,615253.64073664905,374074.2135678826,0,0,501906.30352586502,4511786.3342850599,875980.51709374762]
[null,56910,"300MW | 100MW | 100MW","El Paso, TX",7,100,300,100,400.00000000000102,100,641716.16291886999,499896.8909137997,123889.947013407,114355.008126602,385591.426413093,3466197.0094552101,875953.37844008766]
[null,56943,"300MW | 100MW | 125MW","El Paso, TX",20,100,300,100,400.00000000000102,125,598714.56437276094,465201.21651763527,92660.110818754794,85247.301953254399,418006.65606924501,3757587.2334032599,875795.06372137985]
[null,57070,"300MW | 250MW | 0MW","El Paso, TX",7,100,300,250,1000,0,641716.16291886999,618614.38105379068,242579.971877592,224125.33078444999,0,-1.60680058147733E-13,600159.7399606487]
[null,57187,"300MW | 350MW | 0MW","El Paso, TX",4,100,300,349.99999999999898,1399.99999999999,0,651639.60873720399,651639.60873720399,274669.66830080602,254018.05406165001,0,-2.4750717031451999E-13,630987.99449804798]
[null,57314,"300MW | 450MW | 0MW","El Paso, TX",11,100,300,449.99999999999898,1799.99999999999,0,628484.90182776004,628484.90182776004,253388.192680682,234843.63661461999,0,-2.5549127258272999E-13,609940.34576169797]
[null,57343,"300MW | 450MW | 100MW","El Paso, TX",20,100,300,449.99999999999898,1799.99999999999,100,598714.56437276094,598714.56437276094,225968.52239525999,207891.04060363999,295362.91741885903,2655105.8735533501,876000]
[null,57460,"300MW | 550MW | 100MW","El Paso, TX",17,100,300,550,2200,100,608638.01019109297,608638.01019109297,235070.857295814,218375.35458240699,284057.49252231303,2553478.0175308301,875999.99999999895]
[null,57587,"300MW | 650MW | 125MW","El Paso, TX",4,100,300,649.99999999999898,2599.99999999999,125,651639.60873720399,651639.60873720399,274889.70747665298,255371.48966902401,243878.60907042399,2192297.9805167601,875999.99999999907]
[null,57714,"300MW | 750MW | 125MW","El Paso, TX",11,100,300,749.99999999999898,2999.99999999999,125,628484.90182776004,628484.90182776004,253388.192680682,235994.63618021499,264908.65467270598,2381343.3694493598,875999.99999999907]
[null,57733,"300MW | 800MW | 0MW","El Paso, TX",10,100,300,799.99999999999898,3199.99999999999,0,631792.71710053703,631792.71710053703,256453.554411586,239006.602233579,0,-1.2075954680668101E-13,614345.76492253004]
[null,57860,"300MW | 900MW | 0MW","El Paso, TX",17,100,300,899.99999999999898,3599.99999999999,0,608638.01019109297,608638.01019109297,235070.857295814,219718.187408934,0,-2.23554863509889E-13,593285.34030421299]
[null,57977,"300MW | 1000MW | 0MW","El Paso, TX",14,100,300,1000,4000.00000000001,0,618561.45600942697,618561.45600942697,244211.36731201399,228511.12314570299,0,-2.15570761241679E-13,602861.21184311598]
[null,58104,"350MW | 50MW | 0MW","El Paso, TX",18,100,350,49.999999999999901,199.99999999999901,0,706218.56073803501,432205.75917167752,52008.606922309998,47982.769239332003,0,-4.3912562475156803E-14,428179.9214886995]
[null,58133,"350MW | 50MW | 125MW","El Paso, TX",5,100,350,49.999999999999901,199.99999999999901,125,756387.09237516404,451436.53653008817,68664.343937465193,63246.792972841002,429981.01443453599,3865228.3330563703,876000]
[null,58250,"350MW | 150MW | 100MW","El Paso, TX",17,100,350,149.99999999999901,599.99999999999898,100,710077.67855627602,531848.18123865069,151757.45697996201,140092.62035330199,355554.81615996797,3196188.9089067997,875738.16077195865]
[null,58341,"350MW | 250MW | 0MW","El Paso, TX",3,100,350,250,1000,0,764105.328011645,683874.26857042231,300997.27812703798,277704.50734180998,0,-4.0718921567872701E-13,660581.49778519431]
[null,58493,"350MW | 350MW | 100MW","El Paso, TX",8,100,350,349.99999999999898,1399.99999999999,100,744809.73892044195,718465.03870589612,336268.60675656702,310563.65869879402,183239.909351877,1647198.5171368301,876000.00000000012]
[null,58522,"350MW | 350MW | 125MW","El Paso, TX",16,100,350,349.99999999999898,1399.99999999999,125,713936.79637451703,676580.9429976691,296015.108189844,273571.82001093403,221862.34518124099,1994387.1795377301,876000.00000000012]
[null,58649,"350MW | 450MW | 125MW","El Paso, TX",17,100,350,449.99999999999898,1799.99999999999,125,710077.67855627602,698555.708690678,318203.14520394697,294373.65308496298,201273.78342830599,1809310.42137207,876000]
[null,58766,"350MW | 550MW | 125MW","El Paso, TX",8,100,350,550,2200,125,744809.73892044195,724388.04074949212,342191.60880016303,316780.15362263197,177023.41442803899,1591316.57931797,876000]
[null,58893,"350MW | 650MW | 125MW","El Paso, TX",9,100,350,649.99999999999898,2599.99999999999,125,740950.62110220105,722426.85557464603,340433.324324916,315551.37092646101,178448.16682173399,1604124.10601061,875993.06899792503]
[null,58922,"350MW | 700MW | 0MW","El Paso, TX",17,100,350,700,2800,0,710077.67855627602,700846.66873504454,320617.82872916502,297554.32823282602,0,-1.28743649074891E-13,677783.16823870549]
[null,59039,"350MW | 800MW | 0MW","El Paso, TX",8,100,350,799.99999999999898,3199.99999999999,0,744809.73892044195,726189.49544743088,344021.32278351299,319422.656791977,0,-9.9801278352629103E-14,701590.82945589488]
[null,59166,"350MW | 900MW | 0MW","El Paso, TX",9,100,350,899.99999999999898,3599.99999999999,0,740950.62110220105,723908.75681685028,341991.66028585198,317944.20631518401,0,-2.23554863509889E-13,699861.30284618237]
[null,59283,"350MW | 950MW | 125MW","El Paso, TX",20,100,350,950,3800,125,698500.32510155404,693610.82282584312,314218.708219892,288996.99256631802,207305.83654043,1863534.3564128899,875694.94371269911]
[null,59312,"350MW | 1000MW | 100MW","El Paso, TX",8,100,350,1000,4000.00000000001,100,744809.73892044195,726934.3051863513,344800.835327857,320907.14137650299,172896.426674168,1554217.8483021001,875937.03790916526]
[null,59439,"400MW | 50MW | 100MW","El Paso, TX",13,100,400,49.999999999999901,199.99999999999901,100,829159.028376273,444429.23920968233,58907.673384834903,54277.654128065798,435868.601280389,3918153.6174897999,875667.82123330224]
[null,59556,"400MW | 150MW | 100MW","El Paso, TX",10,100,400,149.99999999999901,599.99999999999898,100,842390.28946738294,568613.4453904836,182524.155293869,168221.028874407,321431.48423626501,2889444.0412450498,875741.80320728663]
[null,59585,"400MW | 150MW | 125MW","El Paso, TX",19,100,400,149.99999999999901,599.99999999999898,125,802696.50619405101,533793.17661904392,149109.732320101,137532.573685657,353654.06719002803,3179102.5061913198,875870.08517462795]
[null,59712,"400MW | 300MW | 0MW","El Paso, TX",6,100,400,299.99999999999898,1199.99999999999,0,860031.97092219803,742207.59090585692,355114.22635083302,327555.92400283198,0,-9.5809227218524004E-14,714649.28855785588]
[null,59869,"400MW | 400MW | 125MW","El Paso, TX",3,100,400,400,1600,125,873263.23201330798,788288.40094760503,400853.70022527501,370002.338000772,118562.961276898,1065798.0278064201,876000]
[null,59955,"400MW | 500MW | 0MW","El Paso, TX",9,100,400,499.99999999999898,1999.99999999999,0,846800.70983108704,779056.65304460027,392804.75601848698,363016.14686088799,0,-2.9541178392378198E-13,749268.04388700123]
[null,60072,"400MW | 600MW | 0MW","El Paso, TX",6,100,400,599.99999999999898,2399.99999999999,0,860031.97092219803,787789.28536473331,400502.51261077001,370464.14692756801,0,-9.5809227218524004E-14,757750.91968153138]
[null,60101,"400MW | 600MW | 100MW","El Paso, TX",15,100,400,599.99999999999898,2399.99999999999,100,820338.18764886505,767016.20545168873,381568.22039515403,353097.40564945701,137387.19747924799,1235014.7343001999,875932.5881852397]
[null,60228,"400MW | 700MW | 125MW","El Paso, TX",2,100,400,700,2800,125,877673.65237701195,796050.00270594971,408855.29515440902,378508.97797039198,109909.98737504899,988013.84951053502,875613.6728969817]
[null,60345,"400MW | 800MW | 100MW","El Paso, TX",19,100,400,799.99999999999898,3199.99999999999,100,802696.50619405101,760112.850255428,375299.49113111303,348120.984183911,143065.656691774,1286060.10769936,876000]
[null,60374,"400MW | 850MW | 0MW","El Paso, TX",8,100,400,850,3400,0,851211.13019478996,786519.08429998602,399606.40595957602,370610.63012652198,0,-1.5369396866304801E-13,757523.30846693204]
[null,60491,"400MW | 950MW | 0MW","El Paso, TX",5,100,400,950,3800,0,864442.39128590096,792693.67280917126,405560.88555353001,376454.81535474001,0,-2.40022074438073E-13,763587.60261038132]
[null,60618,"500MW | 0MW | 0MW","El Paso, TX",12,100,500,0,0,0,1041961.81092497,391777.64090778871,0,0,0,0,391777.64090778871]
[null,60745,"500MW | 100MW | 0MW","El Paso, TX",19,100,500,100,400.00000000000102,0,1003370.63274256,493658.35130933952,102633.902511067,94568.610860664805,0,-3.1187899485196599E-13,485593.05965893733]
[null,60764,"500MW | 100MW | 100MW","El Paso, TX",18,100,500,100,400.00000000000102,100,1008883.65819719,496370.75983301748,105248.531668921,96966.941047035594,387718.52634370298,3485318.1488614501,875807.69555483502]
[null,60891,"500MW | 200MW | 125MW","El Paso, TX",5,100,500,199.99999999999901,799.99999999999795,125,1080552.9891073699,665620.64129013987,273043.83158207702,251376.06005875699,231650.53261866301,2082376.13286894,875603.4023854828]
[null,61018,"500MW | 300MW | 125MW","El Paso, TX",12,100,500,299.99999999999898,1199.99999999999,125,1041961.81092497,738647.78742572106,346538.338355046,319425.65845605702,164464.892473268,1478424.2579099399,876000.00000000012]
[null,61135,"500MW | 400MW | 125MW","El Paso, TX",9,100,500,400,1600,125,1058500.88728885,835157.20007090259,442960.08383944398,408495.47983315203,75017.1833139433,674351.96596403106,875709.77937855397]
[null,61164,"500MW | 450MW | 0MW","El Paso, TX",18,100,500,449.99999999999898,1799.99999999999,0,1008883.65819719,813160.22850693518,422197.78168248199,389651.54808092699,0,-1.5968204536420601E-13,780613.99490538018]
[null,61281,"500MW | 550MW | 0MW","El Paso, TX",15,100,500,550,2200,0,1025422.73456108,836744.95140184136,444658.978031868,410677.664253811,0,-3.5130049980125397E-13,802763.63762378437]
[null,61375,"500MW | 600MW | 125MW","El Paso, TX",9,100,500,599.99999999999898,2399.99999999999,125,1058500.88728885,847859.21071836888,455874.32717496098,421143.91674555797,62368.746401537501,560651.37202734093,875497.54669050337]
[null,61534,"500MW | 750MW | 100MW","El Paso, TX",8,100,500,749.99999999999898,2999.99999999999,100,1064013.9127434799,852275.14410752745,459823.26222892001,425345.153114527,58044.4320643889,521778.81315641099,875841.46705752332]
[null,61553,"500MW | 750MW | 125MW","El Paso, TX",7,100,500,749.99999999999898,2999.99999999999,125,1069526.9381981101,854038.94442311942,461306.22546807298,426702.19563107501,56565.0854138785,508480.52231097803,876000]
[null,61680,"500MW | 850MW | 125MW","El Paso, TX",14,100,500,850,3400,125,1030935.76001571,843305.45169285079,451950.83023550099,418529.88418327598,65620.343455304697,589880.95342277095,875504.84909593046]
[null,61807,"500MW | 1000MW | 0MW","El Paso, TX",1,100,500,1000,4000.00000000001,0,1102605.09092589,866647.60146774957,473467.98488934099,438806.47862247302,0,-3.3533229526483398E-13,831986.09520088159]
[null,61924,"550MW | 0MW | 125MW","El Paso, TX",18,100,550,0,0,125,1109772.02401691,393585.64250737202,0,0,482414.35749262798,4336567.3838084796,876000]
[null,61953,"550MW | 50MW | 100MW","El Paso, TX",7,100,550,49.999999999999901,199.99999999999901,100,1176479.63201793,462356.49538304645,67676.897520698694,62294.439303874096,418822.659209184,3764922.5304291202,875796.69637540588]
[null,62070,"550MW | 150MW | 100MW","El Paso, TX",4,100,550,149.99999999999901,599.99999999999898,100,1194672.6160182001,607718.54861734004,212500.25470009699,195540.631545435,285241.07453732198,2564117.59133835,876000]
[null,62197,"550MW | 250MW | 100MW","El Paso, TX",11,100,550,250,1000,100,1152222.3200175599,698081.45013279701,303654.54302172503,279635.06021903199,201938.032669896,1815281.5570795001,876000]
[null,62324,"550MW | 350MW | 100MW","El Paso, TX",18,100,550,349.99999999999898,1399.99999999999,100,1109772.02401691,749039.91669599107,355454.274188618,327730.563623172,154683.793869455,1390499.0282306999,876000]
[null,62343,"550MW | 350MW | 125MW","El Paso, TX",17,100,550,349.99999999999898,1399.99999999999,125,1115836.3520170001,757621.65016293002,363912.04239595402,335503.69834410201,146786.69388892199,1319509.62737569,876000]
[null,62470,"550MW | 500MW | 0MW","El Paso, TX",4,100,550,499.99999999999898,1999.99999999999,0,1194672.6160182001,873305.68230930436,478339.27419813501,441248.09499725798,0,-1.2774563629136499E-13,836214.50310842739]
[null,62587,"550MW | 600MW | 0MW","El Paso, TX",1,100,550,599.99999999999898,2399.99999999999,0,1212865.6000184801,880540.42561341659,485089.30563696998,447817.75435339398,0,-1.7565024990062698E-13,843268.87432984053]
[null,62714,"550MW | 700MW | 0MW","El Paso, TX",8,100,550,700,2800,0,1170415.3040178299,874300.23210131889,479765.65467154002,443359.74619579798,0,-8.3833073816208494E-14,837894.32362557692]
[null,62743,"550MW | 700MW | 100MW","El Paso, TX",17,100,550,700,2800,100,1115836.3520170001,860972.55976198916,467262.95199501398,431929.36800176499,50361.024231259798,452710.35512206296,876000]
[null,62903,"550MW | 850MW | 0MW","El Paso, TX",17,100,550,850,3400,0,1115836.3520170001,864773.17281317501,470506.12042621803,435488.58274127002,0,-3.1936409072841303E-13,829755.63512822706]
[null,62986,"550MW | 900MW | 100MW","El Paso, TX",20,100,550,899.99999999999898,3599.99999999999,100,1097643.3680167201,859454.75715709198,466459.95133605797,428528.977831928,54135.1440621445,486637.05051783501,875658.92771510652]
[null,63015,"550MW | 950MW | 0MW","El Paso, TX",9,100,550,950,3800,0,1164350.9760177401,877920.63591737603,482781.85680671601,447101.83049464098,0,-1.17765508456102E-13,842240.60960530094]
[null,63132,"600MW | 0MW | 0MW","El Paso, TX",6,100,600,0,0,0,1290047.95638329,397334.77056605322,0,0,0,0,397334.77056605322]
[null,63259,"600MW | 100MW | 0MW","El Paso, TX",13,100,600,100,400.00000000000102,0,1243738.5425644,514907.75662166165,119263.289869449,109809.29114923401,0,-1.9161845443704801E-13,505453.75790144666]
[null,63376,"600MW | 200MW | 0MW","El Paso, TX",10,100,600,199.99999999999901,799.99999999999795,0,1263585.4342010701,648219.3277451488,251946.967479143,231917.06760305801,0,-2.8992271361438701E-13,628189.4278690638]
[null,63405,"600MW | 200MW | 100MW","El Paso, TX",19,100,600,199.99999999999901,799.99999999999795,100,1204044.75929107,600488.30299460795,205099.60860809,188942.82855181501,291668.47706166701,2621895.4408504399,876000]
[null,63532,"600MW | 300MW | 125MW","El Paso, TX",6,100,600,299.99999999999898,1199.99999999999,125,1290047.95638329,798539.68500125653,402025.28291417501,370145.88259422203,109030.704660121,980109.71340123401,875690.98934142455]
[null,63649,"600MW | 400MW | 125MW","El Paso, TX",3,100,600,400,1600,125,1309894.8480199601,880249.3378694132,483488.92589254602,445449.87946769001,33427.950086595098,300493.87171342899,875638.24153115228]
[null,63776,"600MW | 500MW | 125MW","El Paso, TX",10,100,600,499.99999999999898,1999.99999999999,125,1263585.4342010701,879103.49550433247,482697.42725562601,445166.55001675198,34427.381734541603,309478.06262631499,876000]
[null,63795,"600MW | 550MW | 0MW","El Paso, TX",9,100,600,550,2200,0,1270201.0647466299,882789.7399989079,486512.78861694201,448859.77533392899,0,-1.99602556705258E-13,845136.72671589488]
[null,63922,"600MW | 650MW | 0MW","El Paso, TX",16,100,600,649.99999999999898,2599.99999999999,0,1223891.6509277399,877530.31371518946,482098.16076284798,445243.16700319201,0,-7.1856920413892997E-14,840675.31995553349]
[null,64049,"600MW | 750MW | 100MW","El Paso, TX",3,100,600,749.99999999999898,2999.99999999999,100,1309894.8480199601,895637.22049613856,498515.05005042301,460616.74651946401,18261.083034820502,164154.35372491198,876000]
[null,64166,"600MW | 850MW | 0MW","El Paso, TX",20,100,600,850,3400,0,1197429.12874552,877715.55137046613,482368.65543592599,443033.15129496501,0,-2.5549127258272999E-13,838380.04722950514]
[null,64195,"600MW | 850MW | 125MW","El Paso, TX",9,100,600,850,3400,125,1270201.0647466299,891337.22716764454,494824.87481814099,457657.89420462702,21829.753445869399,196234.20265095402,876000]
[null,64299,"600MW | 950MW | 100MW","El Paso, TX",13,100,600,950,3800,100,1243738.5425644,887968.16165171529,491887.68441526801,455374.30714051402,24545.215623038701,220644.30680018201,876000]
[null,64438,"650MW | 0MW | 125MW","El Paso, TX",12,100,650,0,0,125,1354550.35420246,397757.47019524401,0,0,478242.52980475599,4299065.5731738899,876000]
[null,64565,"650MW | 100MW | 125MW","El Paso, TX",19,100,650,100,400.00000000000102,125,1304381.82256533,500824.16859704867,103784.45750124,95604.491130330396,383355.79777386098,3446100.2729285699,876000]
[null,64584,"650MW | 150MW | 0MW","El Paso, TX",18,100,650,149.99999999999901,599.99999999999898,0,1311548.7556563499,556096.67239829234,158994.689409749,146447.721900209,0,-8.9821150517366193E-14,543549.70488875231]
[null,64711,"650MW | 250MW | 100MW","El Paso, TX",5,100,650,250,1000,100,1404718.8858395901,745471.13514824491,347042.88183084398,319346.59319311701,158225.15348948201,1422333.3722630001,876000]
[null,64838,"650MW | 350MW | 100MW","El Paso, TX",12,100,650,349.99999999999898,1399.99999999999,100,1354550.35420246,814084.76287567848,416827.18781374901,383870.39641580498,94372.133388951101,848339.41867329797,875500.10486668558]
[null,64955,"650MW | 450MW | 100MW","El Paso, TX",9,100,650,449.99999999999898,1799.99999999999,100,1376051.15347551,885957.4851967789,487905.61125405098,449617.93553132901,28330.190525943101,254668.58169485998,876000]
[null,64984,"650MW | 450MW | 125MW","El Paso, TX",18,100,650,449.99999999999898,1799.99999999999,125,1311548.7556563499,848202.52921037027,451055.70955954702,415800.96860322199,63052.211745954701,566795.24704791105,876000]
[null,65111,"650MW | 600MW | 0MW","El Paso, TX",5,100,650,599.99999999999898,2399.99999999999,0,1404718.8858395901,899020.08693733765,501266.67798133602,462447.91407467,0,-8.1837048249155907E-14,860201.32303067157]
[null,65228,"650MW | 700MW | 0MW","El Paso, TX",2,100,650,700,2800,0,1426219.68511264,905649.50004652643,507187.28203945199,468250.25935858302,0,-2.7145947711915099E-13,866712.47736565745]
[null,65355,"650MW | 800MW | 0MW","El Paso, TX",9,100,650,799.99999999999898,3199.99999999999,0,1376051.15347551,901313.50552645908,503051.90324725403,464895.35699160298,0,-3.2335614186251803E-13,863156.95927080803]
[null,65374,"650MW | 800MW | 100MW","El Paso, TX",8,100,650,799.99999999999898,3199.99999999999,100,1383218.0865665299,901858.19244137756,504001.67847476702,465759.72454377601,12092.4572886714,108702.72630505401,875708.69579905795]
[null,65501,"650MW | 900MW | 100MW","El Paso, TX",15,100,650,899.99999999999898,3599.99999999999,100,1333049.5549294001,895809.30091255694,498826.2272048,461447.95549724699,17092.830645197599,153652.58251887499,875523.85985020152]
[null,65628,"650MW | 1000MW | 125MW","El Paso, TX",2,100,650,1000,4000.00000000001,125,1426219.68511264,909928.15910186432,511349.187381358,473230.21183873201,4072.1364246559401,36605.655962159697,875881.31998389424]
[null,65745,"700MW | 50MW | 100MW","El Paso, TX",19,100,700,49.999999999999901,199.99999999999901,100,1404718.8858395901,450604.58830035303,52176.334982952198,48062.655661517201,429509.09102108201,3860986.07191581,876000]
[null,65827,"700MW | 150MW | 0MW","El Paso, TX",1,100,700,149.99999999999901,599.99999999999898,0,1543647.1272962501,626720.73368227761,226521.04706265399,208399.36330030899,0,-1.2774563629136499E-13,608599.04991993262]
[null,65890,"700MW | 200MW | 0MW","El Paso, TX",4,100,700,199.99999999999901,799.99999999999795,0,1520492.4203868001,685742.08159444691,285200.412340532,262424.664342598,0,-1.9161845443704801E-13,662966.33359651291]
[null,66017,"700MW | 300MW | 0MW","El Paso, TX",11,100,700,299.99999999999898,1199.99999999999,0,1466464.7709314399,768427.53996807453,369806.55659254198,340423.45726305997,0,-1.9161845443704801E-13,739044.44063859247]
[null,66144,"700MW | 400MW | 0MW","El Paso, TX",18,100,700,400,1600,0,1412437.12147607,814976.21909169236,416454.76429285703,383643.469729851,0,-1.9161845443704801E-13,782164.92452868633]
[null,66163,"700MW | 400MW | 100MW","El Paso, TX",17,100,700,400,1600,100,1420155.3571125499,825035.95948085934,426413.024790228,392794.91867974302,84582.146629625597,760334.29069769394,876000]
[null,66290,"700MW | 500MW | 125MW","El Paso, TX",4,100,700,499.99999999999898,1999.99999999999,125,1520492.4203868001,901191.29975167988,501386.78358615201,462022.48409390502,14172.9997405672,127405.346567881,876000]
[null,66417,"700MW | 600MW | 125MW","El Paso, TX",11,100,700,599.99999999999898,2399.99999999999,125,1466464.7709314399,899682.63267523632,500499.39464254101,461660.80774146901,15155.9542258357,136241.41932230399,876000]
[null,66534,"700MW | 700MW | 125MW","El Paso, TX",8,100,700,700,2800,125,1489619.4778408799,905688.64252725511,506903.20743054,467905.52990522701,8642.4094220521401,77689.211017653302,875333.37442399422]
[null,66563,"700MW | 750MW | 0MW","El Paso, TX",17,100,700,749.99999999999898,2999.99999999999,0,1420155.3571125499,898958.34105224418,500703.467158416,462484.95848500403,0,-1.1177743175494399E-13,860739.83237883216]
[null,66680,"700MW | 850MW | 0MW","El Paso, TX",14,100,700,850,3400,0,1443310.0640219899,904955.41014178772,506292.19230657897,467979.80002011202,0,-4.1517331794693701E-13,866643.01785532082]
[null,66807,"700MW | 950MW | 100MW","El Paso, TX",1,100,700,950,3800,100,1543647.1272962501,914940.97912224778,514878.372664914,475904.79746259301,32.596080073321602,293.01594260311003,876000.00000000012]
[null,66836,"700MW | 950MW | 125MW","El Paso, TX",10,100,700,950,3800,125,1474183.0065679201,910881.29117323633,511607.56022949499,473213.00220030599,3513.2668559526501,31581.809748215099,876000]
[null,66953,"750MW | 0MW | 125MW","El Paso, TX",7,100,750,0,0,125,1604290.40729717,400706.20205767098,0,0,475293.79794232902,4272558.5378429797,876000]
[null,67080,"750MW | 100MW | 125MW","El Paso, TX",14,100,750,100,400.00000000000102,125,1546403.64002356,517585.70200964506,117492.90057868299,108180.752666207,367726.44590283098,3305603.3401543102,876000]
[null,67197,"750MW | 200MW | 125MW","El Paso, TX",11,100,750,199.99999999999901,799.99999999999795,125,1571212.2545694001,648910.66113716213,249142.12675536799,229345.03989796701,246294.892862565,2214018.6804094599,875408.46714232618]
[null,67258,"750MW | 250MW | 125MW","El Paso, TX",12,100,750,250,1000,125,1562942.71638745,704148.78351812297,303877.047057338,279751.52280696901,195976.74073224599,1761693.7154643799,876000]
[null,67352,"750MW | 350MW | 100MW","El Paso, TX",6,100,750,349.99999999999898,1399.99999999999,100,1612559.9454791199,864308.44038129505,463518.744176268,426554.79371389601,48655.510081077002,437378.97677182499,876000]
[null,67469,"750MW | 450MW | 100MW","El Paso, TX",3,100,750,449.99999999999898,1799.99999999999,100,1637368.56002495,903156.78529420099,502119.27630971599,462350.833422222,12611.657593293001,113369.97360338901,876000]
[null,67596,"750MW | 550MW | 100MW","El Paso, TX",10,100,750,550,2200,100,1579481.79275134,902677.15311230836,502229.331643674,462911.88115899399,12640.2973723716,113627.42516946001,876000]
[null,67625,"750MW | 550MW | 125MW","El Paso, TX",19,100,750,550,2200,125,1505055.94911384,890918.92209891253,491289.90521202597,452945.49066601897,23425.492447094399,210578.77925466598,876000]
[null,67742,"750MW | 650MW | 125MW","El Paso, TX",16,100,750,649.99999999999898,2599.99999999999,125,1529864.5636596701,901090.2279955456,501559.70410695701,462744.74489650602,13345.7769854696,119969.193055482,875621.04577056423]
[null,67869,"750MW | 800MW | 0MW","El Paso, TX",3,100,750,799.99999999999898,3199.99999999999,0,1637368.56002495,915289.02505394688,513647.33678092703,474299.48188226402,0,-2.7145947711915099E-13,875941.17015528388]
[null,67986,"750MW | 850MW | 125MW","El Paso, TX",20,100,750,850,3400,125,1496786.4109318999,904980.18706942769,505445.83511049103,463869.65606058697,12595.991980476399,113229.150710097,876000]
[null,68015,"750MW | 900MW | 100MW","El Paso, TX",9,100,750,899.99999999999898,3599.99999999999,100,1587751.3309332801,912957.01528663607,513084.78144048603,474230.85204034997,1233.8638767479299,11091.5725472502,875336.94976324798]
[null,68142,"750MW | 1000MW | 100MW","El Paso, TX",16,100,750,1000,4000.00000000001,100,1529864.5636596701,911341.97090220498,511432.49278418103,473170.54330607998,2919.9785758960302,26248.563412302199,876000]
[null,68259,"800MW | 50MW | 100MW","El Paso, TX",13,100,800,49.999999999999901,199.99999999999901,100,1658318.0567525399,461012.41977720615,60159.690395121601,55387.200148370503,419368.35936325003,3769827.9928240599,875608.28889370512]
[null,68386,"800MW | 150MW | 100MW","El Paso, TX",20,100,800,149.99999999999901,599.99999999999898,100,1596572.1716606901,552413.97139459883,152151.65548739801,139595.37694340901,335777.19596320501,3018401.9476720402,875634.88881381485]
[null,68415,"800MW | 200MW | 0MW","El Paso, TX",9,100,800,199.99999999999901,799.99999999999795,0,1693601.4196621701,662198.1550879085,260174.334517079,239467.814382335,0,-9.5809227218524004E-14,641491.6349531645]
[null,68532,"800MW | 300MW | 0MW","El Paso, TX",6,100,800,299.99999999999898,1199.99999999999,0,1720063.94184439,813590.24449239648,411304.383212785,378500.74503201002,0,-1.2774563629136499E-13,780786.60631162149]
[null,68659,"800MW | 400MW | 0MW","El Paso, TX",13,100,800,400,1600,0,1658318.0567525399,862325.38951132074,461416.73660291499,424825.68187640299,0,-6.3872818145682611E-14,825734.3347848088]
[null,68786,"800MW | 500MW | 0MW","El Paso, TX",20,100,800,499.99999999999898,1999.99999999999,0,1596572.1716606901,874921.55007005821,474376.10328077798,435154.26862784702,0,-2.27546914643994E-13,835699.71541712724]
[null,68804,"800MW | 500MW | 100MW","El Paso, TX",18,100,800,499.99999999999898,1999.99999999999,100,1614213.85311551,885507.49830343993,484701.197281792,446548.48610053002,28645.212877821999,257500.41212260502,876000]
[null,68931,"800MW | 600MW | 125MW","El Paso, TX",5,100,800,599.99999999999898,2399.99999999999,125,1728884.7825718001,910864.76678738697,508957.01839802501,469096.69753509801,4995.5540755400998,44906.534251252604,876000]
[null,69048,"800MW | 700MW | 125MW","El Paso, TX",2,100,800,700,2800,125,1755347.3047540199,914535.9457768444,512742.38347655901,472928.09750285198,927.16433950399801,8334.5583971032902,875648.82414264139]
[null,69175,"800MW | 800MW | 125MW","El Paso, TX",9,100,800,799.99999999999898,3199.99999999999,125,1693601.4196621701,913751.15067560179,512170.032831038,472866.40709234797,1552.4750630882299,13955.664084619,876000]
[null,69194,"800MW | 850MW | 0MW","El Paso, TX",8,100,800,850,3400,0,1702422.2603895799,914200.75382920448,513017.20512308303,473826.03805317503,0,-1.5169794309599601E-13,875009.58675929648]
[null,69321,"800MW | 950MW | 0MW","El Paso, TX",15,100,800,950,3800,0,1640676.3752977301,913856.74104083574,512137.67780510202,473481.74510400702,0,-1.1177743175494399E-13,875200.80833974073]
[null,69448,"850MW | 0MW | 100MW","El Paso, TX",2,100,850,0,0,100,1865056.5113011501,402852.20644104836,0,0,472948.57543708599,4251476.6291765897,875800.78187813435]
[null,69565,"850MW | 100MW | 0MW","El Paso, TX",19,100,850,100,400.00000000000102,0,1705730.07566235,506601.83247171802,104292.126772773,96069.611585353894,0,-1.9161845443704801E-13,498379.31728429894]
[null,69594,"850MW | 100MW | 125MW","El Paso, TX",8,100,850,100,400.00000000000102,125,1808823.6516639299,535411.80089252314,133579.208350292,122939.87083147799,350453.62765375199,3150332.7950678701,875226.09102746111]
[null,69721,"850MW | 200MW | 125MW","El Paso, TX",15,100,850,199.99999999999901,799.99999999999795,125,1743218.64875384,631045.15084889007,229021.24632072201,210887.54321090499,263075.81669661001,2364867.4390308401,875987.26443568303]
[null,69838,"850MW | 300MW | 125MW","El Paso, TX",12,100,850,299.99999999999898,1199.99999999999,125,1771335.07857245,766988.08902187063,365233.33223509899,336236.23307335499,137476.849119505,1235820.6397899599,875467.83897963166]
[null,69867,"850MW | 350MW | 100MW","El Paso, TX",1,100,850,349.99999999999898,1399.99999999999,100,1874428.6545740201,891427.01960270246,488303.53564397502,449239.25314572401,23637.2628955486,212482.44734695498,876000]
[null,69984,"850MW | 450MW | 0MW","El Paso, TX",18,100,850,449.99999999999898,1799.99999999999,0,1715102.21893522,864411.51834335085,461979.89443544101,425535.136827323,0,-1.1177743175494399E-13,827966.76073523285]
[null,70111,"850MW | 550MW | 100MW","El Paso, TX",5,100,850,550,2200,100,1836940.0814825399,911038.75715722982,508206.56300105201,468072.33540130698,5095.4704425151804,45804.712448901701,876000]
[null,70182,"850MW | 600MW | 100MW","El Paso, TX",16,100,850,599.99999999999898,2399.99999999999,100,1733846.50548096,905067.87586106115,503778.16480194498,464325.62677176099,9721.8321936267494,87392.466138168893,875337.17002450395]
[null,70354,"850MW | 750MW | 100MW","El Paso, TX",8,100,850,749.99999999999898,2999.99999999999,100,1808823.6516639299,914566.30831549573,511959.80680072698,472329.63031874801,1063.8681664832,9563.43010896749,876000]
[null,70383,"850MW | 750MW | 125MW","El Paso, TX",17,100,850,749.99999999999898,2999.99999999999,125,1724474.36220809,908797.98888366343,507539.72366419499,468374.08656716498,5757.9807281395597,51760.216159464901,875390.33251477301]
[null,70510,"850MW | 900MW | 0MW","El Paso, TX",4,100,850,899.99999999999898,3599.99999999999,0,1846312.2247554101,915578.22138683102,512671.94565009198,473093.72426326101,0,-1.5968204536420601E-13,876000]
[null,70627,"850MW | 1000MW | 0MW","El Paso, TX",1,100,850,1000,4000.00000000001,0,1874428.6545740201,915853.53974015499,512730.055781428,472876.51604127302,0,-1.2774563629136499E-13,876000]
[null,70656,"850MW | 1000MW | 100MW","El Paso, TX",10,100,850,1000,4000.00000000001,100,1790079.3651181899,914730.555575395,512514.38473516802,473550.537599809,-1.15463194561016E-14,-1.03793329486734E-13,875766.70844003605]
[null,70773,"900MW | 50MW | 100MW","El Paso, TX",7,100,900,49.999999999999901,199.99999999999901,100,1925148.4887566101,471619.26081938378,68119.301544299,62689.8999133092,409810.14081160602,3683906.2987977699,876000]
[null,70900,"900MW | 150MW | 100MW","El Paso, TX",14,100,900,149.99999999999901,599.99999999999898,100,1855684.3680282801,578973.52282482362,176303.63347014799,162330.26899326401,310690.59169137297,2792890.9358912599,875690.75003931264]
[null,71027,"900MW | 250MW | 125MW","El Paso, TX",1,100,900,250,1000,125,1984689.1636666099,781887.92795255501,377982.41302731098,347743.81999241101,124350.665082345,1117825.43362472,876000]
[null,71046,"900MW | 250MW | 125MW","El Paso, TX",20,100,900,250,1000,125,1796143.69311828,655558.03505081101,253056.93140272901,232172.13338218199,241326.76296973601,2169358.67036385,876000]
[null,71173,"900MW | 400MW | 0MW","El Paso, TX",7,100,900,400,1600,0,1925148.4887566101,897119.19576058025,493115.500326571,453827.40055216401,0,-1.5969763931394899E-13,857831.09598617326]
[null,71290,"900MW | 500MW | 0MW","El Paso, TX",4,100,900,499.99999999999898,1999.99999999999,0,1954918.8262116101,910992.17301461031,507771.40593379998,467324.99682097498,0,-2.11578710107573E-13,870545.76390178525]
[null,71417,"900MW | 600MW | 0MW","El Paso, TX",11,100,900,599.99999999999898,2399.99999999999,0,1885454.7054832799,910674.62274842418,507696.56199856498,467731.163291623,0,-1.6966217319946902E-14,870709.2240414822]
[null,71446,"900MW | 600MW | 100MW","El Paso, TX",20,100,900,599.99999999999898,2399.99999999999,100,1796143.69311828,905256.42133161309,503235.41144407401,461442.36383927002,12056.5325126485,108379.78771595101,875519.90623945766]
[null,71563,"900MW | 700MW | 100MW","El Paso, TX",17,100,900,700,2800,100,1825914.0305732801,909305.1872254936,507182.747664297,467720.42608527403,5534.9097327551899,49754.964060656304,875377.77537922584]
[null,71690,"900MW | 800MW | 125MW","El Paso, TX",4,100,900,799.99999999999898,3199.99999999999,125,1954918.8262116101,915905.96683514095,512200.98727705702,472295.02044191601,-2.1760371282652999E-14,-1.9561050557115298E-13,876000]
[null,71785,"900MW | 900MW | 0MW","El Paso, TX",19,100,900,899.99999999999898,3599.99999999999,0,1806067.13893661,912063.905162988,510191.94480624201,471282.32231936499,0,-1.5968204536420601E-13,873154.28267611098]
[null,71835,"900MW | 950MW | 0MW","El Paso, TX",9,100,900,950,3800,0,1905301.59711994,914544.766617571,512028.28630545398,472643.01404394401,0,0,875159.4943560611]
[null,71962,"950MW | 0MW | 0MW","El Paso, TX",16,100,950,0,0,0,1937828.44730226,403068.31703887001,0,0,0,0,403068.31703887001]
[null,72079,"950MW | 100MW | 0MW","El Paso, TX",13,100,950,100,400.00000000000102,0,1969252.6923936401,523821.21617670805,120250.679173019,110711.194808895,0,-9.5809227218524004E-14,514281.73181258404]
[null,72206,"950MW | 200MW | 0MW","El Paso, TX",20,100,950,199.99999999999901,799.99999999999795,0,1895929.45384707,606697.42523106234,203054.116867979,186297.59271187801,0,-6.3872818145682611E-14,589940.90107496129]
[null,72235,"950MW | 200MW | 125MW","El Paso, TX",9,100,950,199.99999999999901,799.99999999999795,125,2011151.68584883,665508.54640746897,261429.64395267901,240622.699063087,231298.39848212301,2079210.69347534,876000]
[null,72352,"950MW | 300MW | 125MW","El Paso, TX",6,100,950,299.99999999999898,1199.99999999999,125,2042575.9309402199,817030.37237608805,413757.479816815,380757.59389448899,90962.263053940202,817687.07127078401,874992.74950770219]
[null,72479,"950MW | 400MW | 125MW","El Paso, TX",13,100,950,400,1600,125,1969252.6923936401,867876.6055804335,464074.43958431197,427270.76430733397,44927.069696544597,403862.907623148,876000.00000000012]
[null,72596,"950MW | 500MW | 125MW","El Paso, TX",10,100,950,499.99999999999898,1999.99999999999,125,2000676.9374850299,909689.96429443383,505679.43156383297,465527.22233355901,6462.24493584014,58091.058401747701,876000]
[null,72625,"950MW | 550MW | 0MW","El Paso, TX",19,100,950,550,2200,0,1906404.2022108701,903635.59184795222,499521.43956316699,460224.42951511999,0,-6.886288206331411E-14,864338.58179990528]
[null,72752,"950MW | 650MW | 100MW","El Paso, TX",6,100,950,649.99999999999898,2599.99999999999,100,2042575.9309402199,915074.01706121839,511248.133945674,470983.80333737499,736.05361105505699,6616.6067258572302,875545.7400639744]
[null,72869,"950MW | 750MW | 100MW","El Paso, TX",3,100,950,749.99999999999898,2999.99999999999,100,2074000.1760316,916316.2458503379,511841.87267196598,471525.62682162802,2.6645352591003702E-15,2.3952306804631001E-14,876000]
[null,72996,"950MW | 850MW | 100MW","El Paso, TX",10,100,950,850,3400,100,2000676.9374850299,915654.37473845598,511643.84200785501,471989.46726939903,1.37667655053519E-14,1.2375358515726E-13,876000]
[null,73025,"950MW | 850MW | 125MW","El Paso, TX",19,100,950,850,3400,125,1906404.2022108701,913114.7409962879,509749.678080766,470551.64447104099,2083.2926134371801,18727.3422899709,876000]
[null,73142,"950MW | 950MW | 125MW","El Paso, TX",16,100,950,950,3800,125,1937828.44730226,914655.02712666662,511404.32089058799,472412.04915820598,-3.5527136788005001E-15,-3.1936409072841305E-14,875662.75539428461]
[null,73216,"1000MW | 0MW | 0MW","El Paso, TX",10,100,1000,0,0,0,2105975.72366845,404347.33894434251,0,0,0,0,404347.33894434251]
[null,73385,"1000MW | 100MW | 125MW","El Paso, TX",19,100,1000,100,400.00000000000102,125,2006741.26548512,507705.54016773537,104267.629375565,96047.073979922905,375902.70536891598,3379102.1893727998,875387.69014100928]
[null,73414,"1000MW | 150MW | 100MW","El Paso, TX",8,100,1000,149.99999999999901,599.99999999999898,100,2128027.8254869701,604359.90243829961,200352.436498069,184394.740302038,286817.29671439499,2578286.7253547101,875219.50295666361]
[null,73541,"1000MW | 250MW | 100MW","El Paso, TX",15,100,1000,250,1000,100,2050845.46912216,691128.82516251411,286797.28611090302,264088.498966832,207579.96198155699,1865998.5522408101,876000.00000000012]
[null,73658,"1000MW | 350MW | 100MW","El Paso, TX",12,100,1000,349.99999999999898,1399.99999999999,100,2083923.6218499399,831485.52511812607,427257.378006785,393335.28308606503,78129.888743162897,702333.00887891394,875693.31894056895]
[null,73687,"1000MW | 400MW | 0MW","El Paso, TX",1,100,1000,400,1600,0,2205210.1818517898,910751.80510478886,506254.837341587,465754.45043268299,0,-2.5549127258272999E-13,870251.41819588491]
[null,73814,"1000MW | 500MW | 0MW","El Paso, TX",8,100,1000,499.99999999999898,1999.99999999999,0,2128027.8254869701,912923.9371339099,507144.55827720702,466807.99294656701,0,-1.2774563629136499E-13,872587.37180326995]
[null,73931,"1000MW | 600MW | 0MW","El Paso, TX",5,100,1000,599.99999999999898,2399.99999999999,0,2161105.9782147501,916308.9347630539,510745.273721584,470171.73879857699,0,0,875735.39984004688]
[null,74058,"1000MW | 700MW | 0MW","El Paso, TX",12,100,1000,700,2800,0,2083923.6218499399,914842.46999212354,510425.11196374701,470364.07758374501,0,-2.23554863509889E-13,874781.4356121216]
[null,74175,"1000MW | 800MW | 0MW","El Paso, TX",9,100,1000,799.99999999999898,3199.99999999999,0,2117001.7745777098,916085.33201359201,511359.00400800799,471273.67199441598,0,-1.4371384082778599E-13,876000]
[null,74204,"1000MW | 800MW | 100MW","El Paso, TX",18,100,1000,799.99999999999898,3199.99999999999,100,2017767.3163943801,913865.331107273,509743.40594704001,470207.58063614299,1670.49420362406,15016.573544637698,876000]
[null,74331,"1000MW | 900MW | 125MW","El Paso, TX",5,100,1000,899.99999999999898,3599.99999999999,125,2161105.9782147501,916308.9347630539,511450.42713481002,471029.56970847602,7.9936057773011208E-15,7.1856920413892997E-14,875888.07733671996]
[null,74448,"1000MW | 1000MW | 125MW","El Paso, TX",2,100,1000,1000,4000.00000000001,125,2194184.13094253,916709.58576699393,511563.80236344598,470854.216596452,7.1054273576010003E-15,6.3872818145682611E-14,876000]
[null,74477,"0MW | 0MW | 100MW","Lovelock, NV",11,100,0,0,0,100,0,0,0,0,876000,7874626.7999999905,876000]
[null,74594,"0MW | 150MW | 100MW","Lovelock, NV",8,100,0,149.99999999999901,599.99999999999898,100,0,0,0,575.499782797526,875424.500217202,7869453.4598024907,875999.99999999953]
[null,74744,"0MW | 300MW | 125MW","Lovelock, NV",18,100,0,299.99999999999898,1199.99999999999,125,0,0,0,1150.9995655950499,874849.00043440401,7864280.1196049899,875999.99999999907]
[null,74847,"0MW | 450MW | 125MW","Lovelock, NV",1,100,0,449.99999999999898,1799.99999999999,125,0,0,0,1726.49934839257,874273.50065160706,7859106.77940749,875999.99999999965]
[null,74866,"0MW | 450MW | 125MW","Lovelock, NV",20,100,0,449.99999999999898,1799.99999999999,125,0,0,0,0,876000,7874626.7999999905,876000]
[null,74993,"0MW | 650MW | 100MW","Lovelock, NV",7,100,0,649.99999999999898,2599.99999999999,100,0,0,0,2493.8323921226101,873506.16760787705,7852208.9924774906,875999.99999999965]
[null,75120,"0MW | 800MW | 100MW","Lovelock, NV",14,100,0,799.99999999999898,3199.99999999999,100,0,0,0,3069.33217492014,872930.66782507906,7847035.6522799898,875999.99999999919]
[null,75237,"0MW | 950MW | 100MW","Lovelock, NV",11,100,0,950,3800,100,0,0,0,3644.8319577176699,872355.16804228199,7841862.3120824806,875999.99999999965]
[null,75266,"0MW | 950MW | 125MW","Lovelock, NV",20,100,0,950,3800,125,0,0,0,0,876000,7874626.7999999905,876000]
[null,75383,"50MW | 50MW | 0MW","Lovelock, NV",17,100,50,49.999999999999901,199.99999999999901,0,95248.062663738601,95248.062663738601,0,191.83326093250801,0,0,95439.895924671117]
[null,75510,"50MW | 150MW | 100MW","Lovelock, NV",4,100,50,149.99999999999901,599.99999999999898,100,101977.54535193701,101977.54535193706,0,575.499782797526,773446.95486526401,6952746.7113703201,875999.9999999986]
[null,75637,"50MW | 250MW | 100MW","Lovelock, NV",11,100,50,250,1000,100,98353.977750599603,98353.977750599661,0,959.16630466254503,776686.85594473698,6981871.1541440301,875999.99999999919]
[null,75656,"50MW | 250MW | 125MW","Lovelock, NV",10,100,50,250,1000,125,98871.630265076499,98871.630265076572,0,959.16630466254503,776169.203430261,6977217.8203956401,876000.00000000012]
[null,75783,"50MW | 350MW | 125MW","Lovelock, NV",17,100,50,349.99999999999898,1399.99999999999,125,95248.062663738601,95248.062663738587,0,1342.83282652756,779409.10450973304,7006342.2631693492,875999.99999999919]
[null,75900,"50MW | 450MW | 125MW","Lovelock, NV",14,100,50,449.99999999999898,1799.99999999999,125,96801.020207169102,96801.020207169146,0,1726.49934839257,777472.48044443806,6988933.36845918,875999.99999999977]
[null,76027,"50MW | 600MW | 0MW","Lovelock, NV",1,100,50,599.99999999999898,2399.99999999999,0,103530.502895368,103530.502895368,0,2301.9991311900999,0,0,105832.5020265581]
[null,76056,"50MW | 600MW | 100MW","Lovelock, NV",10,100,50,599.99999999999898,2399.99999999999,100,98871.630265076499,98871.630265076557,0,2301.9991311900999,774826.370603733,6965146.6932681398,875999.99999999965]
[null,76175,"50MW | 700MW | 100MW","Lovelock, NV",9,100,50,700,2800,100,99389.282779553294,99389.282779553265,0,2685.6656530551199,773925.05156739103,6957044.4660547497,875999.9999999993]
[null,76299,"50MW | 800MW | 100MW","Lovelock, NV",13,100,50,799.99999999999898,3199.99999999999,100,97318.672721645897,97318.672721645911,0,3069.33217492013,775611.99510343303,6972208.9075832898,875999.99999999907]
[null,76426,"50MW | 900MW | 100MW","Lovelock, NV",20,100,50,899.99999999999898,3599.99999999999,100,93695.105120308101,93695.105120308115,0,0,782304.89487969095,7032373.39154201,875999.99999999907]
[null,76445,"50MW | 900MW | 125MW","Lovelock, NV",19,100,50,899.99999999999898,3599.99999999999,125,94212.757634784895,94212.757634784954,0,3452.9986967851501,778334.24366842897,6996680.0166086107,875999.99999999907]
[null,76572,"100MW | 0MW | 0MW","Lovelock, NV",6,100,100,0,0,0,201884.48064596701,201884.48064596701,0,0,0,0,201884.48064596701]
[null,76689,"100MW | 100MW | 0MW","Lovelock, NV",3,100,100,100,400.00000000000102,0,204990.39573282801,204990.39573282801,0,383.66652186501801,0,0,205374.06225469304]
[null,76816,"100MW | 200MW | 0MW","Lovelock, NV",10,100,100,199.99999999999901,799.99999999999795,0,197743.260530153,197743.260530153,0,767.33304373003295,0,0,198510.59357388303]
[null,76845,"100MW | 200MW | 100MW","Lovelock, NV",19,100,100,199.99999999999901,799.99999999999795,100,188425.515269569,188425.51526956898,0,767.33304373003295,686807.15168669994,6173915.5286572501,875999.99999999895]
[null,76962,"100MW | 300MW | 100MW","Lovelock, NV",16,100,100,299.99999999999898,1199.99999999999,100,191531.43035643001,191531.43035643001,0,1150.9995655950499,683317.570077974,6142546.6327019297,875999.99999999907]
[null,77089,"100MW | 400MW | 125MW","Lovelock, NV",3,100,100,400,1600,125,204990.39573282801,204990.39573282801,0,1534.66608746007,669474.938179711,6018111.0617788704,875999.99999999907]
[null,77118,"100MW | 450MW | 0MW","Lovelock, NV",12,100,100,449.99999999999898,1799.99999999999,0,195672.650472245,195672.650472245,0,1726.49934839257,0,0,197399.14982063757]
[null,77235,"100MW | 550MW | 0MW","Lovelock, NV",9,100,100,550,2200,0,198778.56555910601,198778.56555910601,0,2110.1658702575901,0,0,200888.7314293636]
[null,77362,"100MW | 650MW | 0MW","Lovelock, NV",16,100,100,649.99999999999898,2599.99999999999,0,191531.43035643001,191531.43035643001,0,2493.8323921226101,0,0,194025.2627485526]
[null,77479,"100MW | 750MW | 0MW","Lovelock, NV",13,100,100,749.99999999999898,2999.99999999999,0,194637.34544329101,194637.34544329101,0,2877.4989139876302,0,0,197514.84435727863]
[null,77508,"100MW | 750MW | 125MW","Lovelock, NV",2,100,100,749.99999999999898,2999.99999999999,125,206025.70076178201,206025.70076178203,0,2877.4989139876302,667096.80032422906,5996733.2671545902,875999.99999999872]
[null,77668,"100MW | 900MW | 100MW","Lovelock, NV",2,100,100,899.99999999999898,3599.99999999999,100,206025.70076178201,206025.70076178203,0,3452.9986967851501,666521.30054143199,5991559.9269570895,875999.99999999919]
[null,77751,"100MW | 950MW | 125MW","Lovelock, NV",5,100,100,950,3800,125,202919.785674921,202919.785674921,0,3644.8319577176699,669435.38236736006,6017755.4827149101,875999.99999999872]
[null,77878,"150MW | 0MW | 125MW","Lovelock, NV",12,100,150,0,0,125,293508.975708368,284579.22162769595,0,0,591420.77837230405,5316458.80302215,876000]
[null,77897,"150MW | 50MW | 0MW","Lovelock, NV",11,100,150,49.999999999999901,199.99999999999901,0,295061.93325179798,295061.93325179792,9492.0884817775404,8924.5546641678502,0,-2.03594607839363E-13,294494.39943418821]
[null,78024,"150MW | 150MW | 0MW","Lovelock, NV",18,100,150,149.99999999999901,599.99999999999898,0,284191.230447785,284191.230447785,5841.5629015521099,5949.7376522254699,0,-6.6399038003983605E-14,284299.40519845835]
[null,78151,"150MW | 250MW | 100MW","Lovelock, NV",5,100,150,250,1000,100,304379.67851238197,304379.67851238203,13172.1151643965,13077.512255907301,571714.92439610697,5139316.9698739201,875999.99999999977]
[null,78268,"150MW | 350MW | 100MW","Lovelock, NV",2,100,150,349.99999999999898,1399.99999999999,100,309038.55114267301,309038.55114267312,15205.464803229601,15331.8604454988,566835.05321505701,5095450.3438661108,875999.99999999942]
[null,78297,"150MW | 350MW | 125MW","Lovelock, NV",11,100,150,349.99999999999898,1399.99999999999,125,295061.93325179798,295061.93325179798,9492.0884817775404,10075.5542297629,580354.60100021504,5216981.6147712301,875999.99999999837]
[null,78424,"150MW | 450MW | 125MW","Lovelock, NV",18,100,150,449.99999999999898,1799.99999999999,125,284191.230447785,284191.230447785,5841.5629015521099,7100.7372178205196,590549.59523594601,5308627.4764544899,875999.99999999942]
[null,78541,"150MW | 550MW | 125MW","Lovelock, NV",15,100,150,550,2200,125,288850.10307807598,288850.10307807609,7323.30335504497,8847.6049568989692,585625.595320069,5264364.1640106905,875999.99999999907]
[null,78668,"150MW | 700MW | 0MW","Lovelock, NV",2,100,150,700,2800,0,309038.55114267301,309038.55114267307,15205.464803229601,16674.693272026401,0,-1.4926528693615099E-13,310507.77961146989]
[null,78687,"150MW | 700MW | 100MW","Lovelock, NV",1,100,150,700,2800,100,310591.50868610397,310591.50868610409,15913.5039668768,17326.089302581699,563995.90597819001,5069928.3976097498,875999.99999999907]
[null,78814,"150MW | 800MW | 100MW","Lovelock, NV",8,100,150,799.99999999999898,3199.99999999999,100,299720.80588209,299720.80588209006,11267.504775937299,13435.436568782499,574111.26232506405,5160858.3704187004,875999.9999999993]
[null,78941,"150MW | 900MW | 100MW","Lovelock, NV",15,100,150,899.99999999999898,3599.99999999999,100,288850.10307807598,288850.10307807609,7323.30335504497,10190.4377834265,584282.762493541,5252293.0368831903,875999.9999999986]
[null,79058,"150MW | 1000MW | 100MW","Lovelock, NV",12,100,150,1000,4000.00000000001,100,293508.975708368,293508.97570836794,8929.7540806727593,12052.038972869101,579368.739399435,5208119.4090833394,875999.9999999993]
[null,79099,"200MW | 0MW | 0MW","Lovelock, NV",13,100,200,0,0,0,389274.690886583,325822.91627206997,0,0,0,0,325822.91627206997]
[null,79213,"200MW | 100MW | 0MW","Lovelock, NV",7,100,200,100,400.00000000000102,0,401698.351234028,396877.97101921967,67665.1405225122,62635.595802576303,0,-2.2854492742752001E-13,391848.42629928375]
[null,79330,"200MW | 200MW | 0MW","Lovelock, NV",4,100,200,199.99999999999901,799.99999999999795,0,407910.18140775,407910.18140775,76929.222352333702,71542.217607877101,0,-2.5549127258272999E-13,402523.17666329339]
[null,79457,"200MW | 300MW | 0MW","Lovelock, NV",11,100,200,299.99999999999898,1199.99999999999,0,393415.911002398,393415.911002398,66349.579733307299,62192.6129202378,0,-4.1916536908104201E-13,389258.94418932853]
[null,79476,"200MW | 300MW | 100MW","Lovelock, NV",10,100,200,299.99999999999898,1199.99999999999,100,395486.521060306,395486.52106030588,67838.235000311804,63562.175765881999,484789.53817412298,4357918.5955086499,875999.99999999907]
[null,79603,"200MW | 400MW | 100MW","Lovelock, NV",17,100,200,400,1600,100,380992.250654954,380992.25065495394,57595.455897801803,54522.485513437699,498080.71972940897,4477397.0138635803,875999.99999999884]
[null,79730,"200MW | 500MW | 125MW","Lovelock, NV",4,100,200,499.99999999999898,1999.99999999999,125,407910.18140775,407910.18140775,76929.222352333702,72693.217173472105,472325.82377111103,4245878.5276256502,875999.99999999942]
[null,79847,"200MW | 600MW | 125MW","Lovelock, NV",1,100,200,599.99999999999898,2399.99999999999,125,414122.011581472,414122.01158147195,81567.883767537904,77344.452197324994,466101.41998874,4189925.4947047797,875999.99999999907]
[null,79876,"200MW | 650MW | 0MW","Lovelock, NV",10,100,200,649.99999999999898,2599.99999999999,0,395486.521060306,395486.521060306,67838.235000311804,64905.008592409496,0,-3.4531242310009599E-13,392553.29465240368]
[null,79993,"200MW | 750MW | 0MW","Lovelock, NV",7,100,200,749.99999999999898,2999.99999999999,0,401698.351234028,401698.351234028,72346.975351664994,69436.716237519402,0,-2.2854492742752001E-13,398788.09211988241]
[null,80120,"200MW | 850MW | 0MW","Lovelock, NV",14,100,200,850,3400,0,387204.080828676,387204.080828676,61932.4456903354,60239.015470961203,0,-3.7225876825530603E-13,385510.65060930181]
[null,80247,"200MW | 950MW | 100MW","Lovelock, NV",1,100,200,950,3800,100,414122.011581472,414122.01158147206,81567.883767537904,78687.285023852499,464758.58716221299,4177854.3675772799,875999.99999999977]
[null,80266,"200MW | 950MW | 100MW","Lovelock, NV",20,100,200,950,3800,100,374780.42048123199,374780.42048123199,53333.047865140099,49066.404035928899,505486.22334797803,4543967.3075419804,875999.99999999884]
[null,80393,"250MW | 0MW | 125MW","Lovelock, NV",7,100,250,0,0,125,502122.93904253503,349979.68851264694,0,0,526016.75637792202,4728522.4281080496,875996.44489056896]
[null,80520,"250MW | 100MW | 125MW","Lovelock, NV",14,100,250,100,400.00000000000102,125,484005.101035845,429312.5246187945,82453.019670091206,76240.444618348905,452770.51482192997,4070089.9888887797,875870.46438898216]
[null,80637,"250MW | 200MW | 125MW","Lovelock, NV",11,100,250,199.99999999999901,799.99999999999795,125,491769.88875299803,484834.15951608098,136528.41354706101,126373.47350702601,401320.78052395402,3607592.8923639799,876000]
[null,80702,"250MW | 250MW | 125MW","Lovelock, NV",16,100,250,250,1000,125,478828.57589107699,477870.91873929487,131855.534213598,122266.257781173,407656.36670939601,3664545.3772607702,875938.00901626586]
[null,80782,"250MW | 350MW | 0MW","Lovelock, NV",16,100,250,349.99999999999898,1399.99999999999,0,478828.57589107699,478828.57589107705,132751.20038164701,123473.93717764301,-3.2085445411666999E-14,-2.88425694439098E-13,469551.31268707302]
[null,80909,"250MW | 450MW | 100MW","Lovelock, NV",3,100,250,449.99999999999898,1799.99999999999,100,512475.98933207098,512475.98933207092,160904.965616078,149759.06771518401,374669.90856882097,3368020.2090977002,875999.9999999979]
[null,80938,"250MW | 450MW | 125MW","Lovelock, NV",12,100,250,449.99999999999898,1799.99999999999,125,489181.626180614,489181.626180614,141308.63902673,131730.447252985,396396.565593131,3563327.6470863302,876000]
[null,81055,"250MW | 550MW | 125MW","Lovelock, NV",9,100,250,550,2200,125,496946.41389776597,496946.41389776615,147790.84376802601,138077.742136841,388766.68773341703,3494740.3860420096,875999.99999999825]
[null,81182,"250MW | 650MW | 125MW","Lovelock, NV",16,100,250,649.99999999999898,2599.99999999999,125,478828.57589107699,478828.57589107705,132751.20038164701,124624.93674323799,405297.68774733099,3643342.5044670799,875999.99999999907]
[null,81299,"250MW | 750MW | 125MW","Lovelock, NV",13,100,250,749.99999999999898,2999.99999999999,125,486593.36360822897,486593.36360822897,139158.99839512899,130903.777437506,397661.85734939203,3574701.7342708902,875999.99999999802]
[null,81328,"250MW | 800MW | 100MW","Lovelock, NV",2,100,250,799.99999999999898,3199.99999999999,100,515064.251904456,515064.25190445606,163110.277232166,153130.78722851301,370915.23809919698,3334268.34984511,876000]
[null,81455,"250MW | 900MW | 100MW","Lovelock, NV",9,100,250,899.99999999999898,3599.99999999999,100,496946.41389776597,496946.41389776603,147790.84376802601,139420.574963369,387423.85490689002,3482669.2589145,875999.99999999907]
[null,81572,"250MW | 1000MW | 100MW","Lovelock, NV",6,100,250,1000,4000.00000000001,100,504711.201614919,504711.201614919,154321.61460937001,145812.55065927,379797.86233517999,3414116.92388963,875999.99999999895]
[null,81699,"300MW | 50MW | 100MW","Lovelock, NV",13,100,300,49.999999999999901,199.99999999999901,100,583912.036329875,411657.98561256193,50993.916747567797,47100.604168091901,468069.99248418899,4207621.5834381199,875834.66551727499]
[null,81728,"300MW | 100MW | 0MW","Lovelock, NV",2,100,300,100,400.00000000000102,0,618077.10228534695,482718.216884856,118468.02283432,109338.898335691,0,-3.3533229526483398E-13,473589.09238622698]
[null,81845,"300MW | 150MW | 125MW","Lovelock, NV",19,100,300,149.99999999999901,599.99999999999898,125,565276.54580870899,475774.44790460303,117091.319905193,108299.514095575,409017.357905015,3676779.7354155499,876000]
[null,81972,"300MW | 300MW | 0MW","Lovelock, NV",6,100,300,299.99999999999898,1199.99999999999,0,605653.44193790294,598385.60063464823,235147.68470664299,217463.50737935101,0,-4.0132589057550999E-13,580701.42330735619]
[null,82089,"300MW | 400MW | 0MW","Lovelock, NV",3,100,300,400,1600,0,614971.18719848595,610051.4177008979,246220.35594720999,228025.03606963501,0,-2.15570761241679E-13,591856.09782332298]
[null,82133,"300MW | 400MW | 125MW","Lovelock, NV",7,100,300,400,1600,125,602547.52685104206,598932.24168993579,236368.36048229001,218973.22824105,294229.13955103199,2644914.0041660899,875766.24899972777]
[null,82244,"300MW | 500MW | 100MW","Lovelock, NV",18,100,300,499.99999999999898,1999.99999999999,100,568382.46089557,567814.07843467453,208870.782807109,194079.45279186501,322865.59240756498,2902335.6698293197,875888.34082699544]
[null,82361,"300MW | 600MW | 100MW","Lovelock, NV",15,100,300,599.99999999999898,2399.99999999999,100,577700.206156153,577022.27161818603,216884.78854757801,201834.43201457799,314028.08491481398,2822892.6637247298,876000]
[null,82488,"300MW | 700MW | 125MW","Lovelock, NV",2,100,300,700,2800,125,618077.10228534695,614368.63967163488,250118.93348068901,232759.73526153999,278906.318936161,2507172.5728128399,875915.76038864686]
[null,82517,"300MW | 750MW | 0MW","Lovelock, NV",11,100,300,749.99999999999898,2999.99999999999,0,590123.866503597,588943.61877058982,227691.90478708301,212344.35889728201,0,-3.3134024413072797E-13,573596.07288078882]
[null,82634,"300MW | 850MW | 0MW","Lovelock, NV",8,100,300,850,3400,0,599441.61176418106,598242.72854065266,235578.835468773,219976.39720324401,0,-2.7145947711915099E-13,582640.29027512367]
[null,82761,"300MW | 950MW | 0MW","Lovelock, NV",15,100,300,950,3800,0,577700.206156153,577700.206156153,217562.72308554599,203800.96461603601,0,-2.0559063340641598E-13,563938.44768664299]
[null,82878,"350MW | 0MW | 0MW","Lovelock, NV",12,100,350,0,0,0,684854.27665285894,369821.30939254386,0,0,0,0,369821.30939254386]
[null,82907,"350MW | 0MW | 125MW","Lovelock, NV",1,100,350,0,0,125,724713.52026757598,372502.74941753404,0,0,503318.65609046601,4524482.3951940192,875821.40550800005]
[null,83034,"350MW | 100MW | 125MW","Lovelock, NV",8,100,350,100,400.00000000000102,125,699348.54705821106,484648.54311134032,114000.96246700799,105151.487848866,399854.056944674,3594408.0740927598,875653.12543787237]
[null,83151,"350MW | 200MW | 125MW","Lovelock, NV",5,100,350,199.99999999999901,799.99999999999795,125,710219.24986222398,589481.97738564585,217837.931072732,201054.827703396,303208.65694702801,2725633.5798939201,875907.53096333786]
[null,83278,"350MW | 300MW | 125MW","Lovelock, NV",12,100,350,299.99999999999898,1199.99999999999,125,684854.27665285894,627109.50877871201,257153.776145571,237633.19318967499,268411.07417718403,2412827.6691009598,876000]
[null,83297,"350MW | 350MW | 0MW","Lovelock, NV",11,100,350,349.99999999999898,1399.99999999999,0,688477.84425419697,653365.47419723286,283321.946670448,261896.297405294,0,-4.23157420215147E-13,631939.82493207883]
[null,83424,"350MW | 450MW | 0MW","Lovelock, NV",18,100,350,449.99999999999898,1799.99999999999,0,663112.87104483205,644545.71065557678,276356.06608530099,255895.475286225,0,-6.5070433485914201E-13,624085.11985650077]
[null,83551,"350MW | 550MW | 100MW","Lovelock, NV",5,100,350,550,2200,100,710219.24986222398,679679.82211814844,308133.324083318,285469.422099663,218794.062550762,1966805.46648756,875809.98268525547]
[null,83661,"350MW | 650MW | 0MW","Lovelock, NV",15,100,350,649.99999999999898,2599.99999999999,0,673983.57384884602,656460.00092877611,287563.67080977402,266963.46689187002,0,-3.25352167429571E-13,635859.79701087205]
[null,83696,"350MW | 650MW | 125MW","Lovelock, NV",10,100,350,649.99999999999898,2599.99999999999,125,692101.411855535,669611.16514006502,299126.96838890202,277584.47102366597,227931.33222517101,2048943.12477173,876000]
[null,83823,"350MW | 750MW | 125MW","Lovelock, NV",17,100,350,749.99999999999898,2999.99999999999,125,666736.43864616996,652068.23699595407,283742.68937742198,263838.72235237202,243589.38631852501,2189698.0704331202,875753.65628942917]
[null,83940,"350MW | 850MW | 125MW","Lovelock, NV",14,100,350,850,3400,125,677607.14145018405,661257.8001344169,291844.08642233501,271665.33637095598,234920.94991696201,2111774.8950885399,875999.99999999988]
[null,83969,"350MW | 900MW | 100MW","Lovelock, NV",3,100,350,899.99999999999898,3599.99999999999,100,717466.38506490004,688767.72966230405,316759.811005986,294741.73103864503,209042.91533245699,1879149.47879806,875792.56502742006]
[null,84086,"350MW | 1000MW | 0MW","Lovelock, NV",20,100,350,1000,4000.00000000001,0,655865.73584215599,646027.74980452377,278330.30930563598,255992.17155694199,0,-2.52497234232151E-13,623689.61205582973]
[null,84213,"400MW | 50MW | 100MW","Lovelock, NV",7,100,400,49.999999999999901,199.99999999999901,100,803396.702468056,440242.81334596121,63027.125611764997,58005.141486200802,440779.17077960301,3962296.1998890801,876000]
[null,84340,"400MW | 150MW | 100MW","Lovelock, NV",14,100,400,149.99999999999901,599.99999999999898,100,774408.16165735305,527371.95808865735,152030.31144304801,140258.94222646399,360089.38315223699,3236951.4919703999,875689.97202431038]
[null,84457,"400MW | 250MW | 100MW","Lovelock, NV",11,100,400,250,1000,100,786831.82200479705,626051.46357794385,249715.063774571,230500.76628235899,269162.83391426801,2419585.4629055201,875999.99999999977]
[null,84486,"400MW | 250MW | 125MW","Lovelock, NV",20,100,400,250,1000,125,749560.84096246399,579328.81712068105,205116.75856103201,188546.60301415701,313241.33842619398,2815820.3635145803,876000]
[null,84613,"400MW | 400MW | 0MW","Lovelock, NV",7,100,400,400,1600,0,803396.702468056,718236.65200644208,341093.368561504,315128.553654505,0,0,692271.83709944307]
[null,84730,"400MW | 500MW | 0MW","Lovelock, NV",4,100,400,499.99999999999898,1999.99999999999,0,815820.3628155,728527.58399424155,350352.13955716201,324018.47488140297,0,-9.5809227218524004E-14,702193.91931848251]
[null,84759,"400MW | 500MW | 100MW","Lovelock, NV",13,100,400,499.99999999999898,1999.99999999999,100,778549.38177316706,710037.03617712832,334185.941197665,309181.01622358302,190935.379175682,1716375.40402396,875967.49037872837]
[null,84876,"400MW | 600MW | 100MW","Lovelock, NV",10,100,400,599.99999999999898,2399.99999999999,100,790973.04212061199,719491.92761740508,342933.04477785999,317600.203428254,181840.91373220101,1634622.5258128799,876000]
[null,85003,"400MW | 700MW | 100MW","Lovelock, NV",17,100,400,700,2800,100,761984.50130990904,706359.63271428575,331429.19267517701,307427.89344125299,193630.16012778401,1740599.5984366899,875988.49360814574]
[null,85057,"400MW | 750MW | 100MW","Lovelock, NV",11,100,400,749.99999999999898,2999.99999999999,100,786831.82200479705,721134.90981258708,344798.510009213,319895.86942755402,179767.73076907199,1615986.0622024199,876000.00000000012]
[null,85148,"400MW | 850MW | 0MW","Lovelock, NV",2,100,400,850,3400,0,824102.80304712895,739220.21433327463,360706.38074774097,334879.33319594897,0,-2.27546914643994E-13,713393.16678148264]
[null,85275,"400MW | 950MW | 0MW","Lovelock, NV",9,100,400,950,3800,0,795114.262236426,726734.43568409339,350300.65953266597,325717.30362554698,0,-2.3952306804631001E-14,702151.07977697439]
[null,85392,"500MW | 0MW | 0MW","Lovelock, NV",6,100,500,0,0,0,1009422.40322983,385599.35803379508,0,0,0,0,385599.35803379508]
[null,85519,"500MW | 100MW | 0MW","Lovelock, NV",13,100,500,100,400.00000000000102,0,973186.727216459,497298.41760761058,113163.47183819499,104191.036745171,0,-3.4331639753304402E-13,488325.98251458659]
[null,85548,"500MW | 100MW | 125MW","Lovelock, NV",2,100,500,100,400.00000000000102,125,1030128.50380891,526370.65219924401,140346.60357766799,129125.715091551,360850.236286873,3243791.0290535898,876000]
[null,85665,"500MW | 200MW | 100MW","Lovelock, NV",19,100,500,199.99999999999901,799.99999999999795,100,942127.57634784898,570689.43752881,187481.524603898,172904.19210918099,319887.89496590698,2875568.25421703,876000]
[null,85792,"500MW | 300MW | 125MW","Lovelock, NV",6,100,500,299.99999999999898,1199.99999999999,125,1009422.40322983,734563.57087872713,349149.99841305101,321952.12999474298,168634.29753958099,1515904.2908725601,876000.00000000012]
[null,85919,"500MW | 400MW | 125MW","Lovelock, NV",13,100,500,400,1600,125,973186.727216459,757139.27377440524,372971.04092129198,344289.23806919402,147443.603605057,1325414.7858869398,875901.07452736422]
[null,85938,"500MW | 450MW | 0MW","Lovelock, NV",12,100,500,449.99999999999898,1799.99999999999,0,978363.25236122799,770950.24286064785,386246.11866479699,356688.70250486501,0,-1.6766614763241699E-13,741392.82670071581]
[null,86065,"500MW | 550MW | 0MW","Lovelock, NV",19,100,500,550,2200,0,942127.57634784898,763123.33684175787,379728.15406615898,351113.92404098797,0,-1.5968204536420601E-13,734509.10681658681]
[null,86182,"500MW | 650MW | 0MW","Lovelock, NV",16,100,500,649.99999999999898,2599.99999999999,0,957657.15178215399,772829.32148819813,389526.81599121197,360496.03848604299,0,-1.9561050557115298E-13,743798.5439830292]
[null,86309,"500MW | 750MW | 100MW","Lovelock, NV",3,100,500,749.99999999999898,2999.99999999999,100,1024951.97866414,793013.92983926414,407139.87988836499,377012.99925256497,113112.950796536,1016806.2485953,876000.00000000012]
[null,86338,"500MW | 750MW | 125MW","Lovelock, NV",12,100,500,749.99999999999898,2999.99999999999,125,978363.25236122799,780733.87538425997,396430.59764164197,367209.42272915703,124353.350475378,1117849.57342831,875866.05094715301]
[null,86455,"500MW | 850MW | 125MW","Lovelock, NV",9,100,500,850,3400,125,993892.827795533,786037.40390406607,401102.23500575102,371874.67457814398,119190.15652354099,1071436.0740370699,876000]
[null,86585,"500MW | 950MW | 125MW","Lovelock, NV",19,100,500,950,3800,125,942127.57634784898,772351.609583018,389143.69665810699,361310.889313041,131481.19776204799,1181923.9310423702,876000]
[null,86698,"550MW | 0MW | 125MW","Lovelock, NV",12,100,550,0,0,125,1076199.5775973501,387298.94589332998,0,0,488701.05410667002,4393080.3856810899,876000]
[null,86727,"550MW | 50MW | 100MW","Lovelock, NV",1,100,550,49.999999999999901,199.99999999999901,100,1138835.53184904,462367.22593071021,74021.4418962856,68099.728720767496,419017.19445926999,3766671.2661527204,875462.70721446211]
[null,86854,"550MW | 150MW | 100MW","Lovelock, NV",8,100,550,149.99999999999901,599.99999999999898,100,1098976.28823433,574764.59874655446,187318.42973285299,172405.77549933299,315704.53056807502,2837962.73663559,875556.47508110944]
[null,86971,"550MW | 250MW | 100MW","Lovelock, NV",5,100,550,250,1000,100,1116058.8212120601,703832.78756574402,315508.850076203,290698.36906860903,196977.69344184999,1770691.57965682,876000]
[null,87098,"550MW | 350MW | 100MW","Lovelock, NV",12,100,550,349.99999999999898,1399.99999999999,100,1076199.5775973501,752263.50474054785,365194.39398269501,336834.62667395198,151866.42743271799,1365172.8761209298,875770.16486452287]
[null,87127,"550MW | 400MW | 0MW","Lovelock, NV",1,100,550,400,1600,0,1138835.53184904,805156.72101727128,416547.84279570001,384205.80461648398,0,-1.6766614763241699E-13,772814.68283805531]
[null,87244,"550MW | 450MW | 125MW","Lovelock, NV",18,100,550,449.99999999999898,1799.99999999999,125,1042034.51164187,770063.50410334195,384110.319043661,354656.850557197,134978.810894325,1213365.0247723502,875588.84651120298]
[null,87371,"550MW | 600MW | 0MW","Lovelock, NV",5,100,550,599.99999999999898,2399.99999999999,0,1116058.8212120601,805794.46891510743,417561.63394749502,385929.76305672497,0,-1.1177743175494399E-13,774162.59802433732]
[null,87488,"550MW | 700MW | 0MW","Lovelock, NV",2,100,550,700,2800,0,1133141.3541898001,810196.06824570731,421898.53987799399,390285.42988200398,0,-2.23554863509889E-13,778582.95824971725]
[null,87517,"550MW | 700MW | 100MW","Lovelock, NV",11,100,550,700,2800,100,1081893.75525659,800601.37888987642,413161.02224883501,382300.77312111401,106251.496277282,955126.57548537094,875992.62603943748]
[null,87644,"550MW | 800MW | 100MW","Lovelock, NV",18,100,550,799.99999999999898,3199.99999999999,100,1042034.51164187,793708.35093144001,407344.01238296198,377374.68125588098,112260.98019564099,1009147.62927267,876000]
[null,87761,"550MW | 900MW | 100MW","Lovelock, NV",15,100,550,899.99999999999898,3599.99999999999,100,1059117.0446196101,798499.57073987299,411658.10141626198,381709.356535737,107449.174140652,965892.86110256391,876000]
[null,87790,"550MW | 950MW | 0MW","Lovelock, NV",4,100,550,950,3800,0,1121752.9988713099,809905.66518508573,421930.829899067,391286.27177448402,0,-2.6347537485094099E-13,779261.10706050275]
[null,87917,"600MW | 0MW | 0MW","Lovelock, NV",11,100,600,0,0,0,1180247.7330071901,389481.75189237267,0,0,0,0,389481.75189237267]
[null,88016,"600MW | 50MW | 125MW","Lovelock, NV",10,100,600,49.999999999999901,199.99999999999901,125,1186459.56318091,452776.54488136538,62789.586965697497,57796.633866550103,428216.40821778198,3849365.7583921002,876000]
[null,88160,"600MW | 200MW | 0MW","Lovelock, NV",14,100,600,199.99999999999901,799.99999999999795,0,1161612.2424860201,609846.42730516056,219920.431049109,202517.31522902899,0,-2.5549127258272999E-13,592443.31148508051]
[null,88277,"600MW | 300MW | 0MW","Lovelock, NV",11,100,600,299.99999999999898,1199.99999999999,0,1180247.7330071901,728212.85126543627,338241.83948551299,311737.09225495497,0,-2.8742768165557199E-13,701708.10403487831]
[null,88306,"600MW | 300MW | 100MW","Lovelock, NV",20,100,600,299.99999999999898,1199.99999999999,100,1124341.2614436899,664485.68551322073,276374.32423057797,253726.734427113,233744.303806729,2101197.6702098302,875582.3995164847]
[null,88433,"600MW | 400MW | 125MW","Lovelock, NV",7,100,600,400,1600,125,1205095.0537020799,810641.66273341444,420242.23073697602,387535.00505158998,98065.5629519715,881540.76504415693,875999.99999999988]
[null,88550,"600MW | 500MW | 125MW","Lovelock, NV",4,100,600,499.99999999999898,1999.99999999999,125,1223730.5442232499,820820.67871839553,430024.34974740102,396898.63580561598,88305.035223389496,793800.45313361497,876000]
[null,88579,"600MW | 550MW | 0MW","Lovelock, NV",13,100,600,550,2200,0,1167824.07265975,811637.73049852636,421851.22028538299,389629.94573378499,0,-2.3952306804631E-13,779416.45594692836]
[null,88696,"600MW | 650MW | 0MW","Lovelock, NV",10,100,600,649.99999999999898,2599.99999999999,0,1186459.56318091,816284.17946846597,426584.46337661101,394348.61064214801,0,-2.7145947711915099E-13,784048.32673400291]
[null,88823,"600MW | 750MW | 0MW","Lovelock, NV",17,100,600,749.99999999999898,2999.99999999999,0,1142976.7519648599,810370.5171430856,420989.48765000299,389630.59842954099,0,-1.2774563629136499E-13,779011.62792262365]
[null,88950,"600MW | 850MW | 100MW","Lovelock, NV",4,100,600,850,3400,100,1223730.5442232499,824302.68784173392,433506.358870739,401444.91702561401,83758.754003391005,752932.56736268301,876000]
[null,88969,"600MW | 850MW | 125MW","Lovelock, NV",3,100,600,850,3400,125,1229942.37439697,825214.40226024506,434288.62460700201,402158.07308383199,82916.149262924999,745358.14056921203,876000]
[null,89096,"600MW | 950MW | 125MW","Lovelock, NV",10,100,600,950,3800,125,1186459.56318091,818657.09859482781,429177.89314678602,397885.56559630501,88127.476488026601,792204.32439381699,875492.24753237341]
[null,89223,"650MW | 0MW | 125MW","Lovelock, NV",17,100,650,0,0,125,1238224.8146285999,391096.40891442099,0,0,484903.59108557901,4358943.8513455894,876000]
[null,89340,"650MW | 100MW | 125MW","Lovelock, NV",14,100,650,100,400.00000000000102,125,1258413.26269319,505882.1316026625,114522.317839561,105447.816764519,379052.00764622999,3407412.2123342599,875859.63817385049]
[null,89369,"650MW | 150MW | 100MW","Lovelock, NV",3,100,650,149.99999999999901,599.99999999999898,100,1332437.57226338,603594.22023531096,211229.160031198,194351.02015637499,288754.52197392,2595701.0243801498,875470.60233440786]
[null,89544,"650MW | 300MW | 0MW","Lovelock, NV",18,100,650,299.99999999999898,1199.99999999999,0,1231495.3319403999,685942.8998908028,295520.49409466301,272379.59503743699,0,-2.23554863509889E-13,662802.00083357678]
[null,89612,"650MW | 350MW | 100MW","Lovelock, NV",6,100,650,349.99999999999898,1399.99999999999,100,1312249.1241987899,807033.21138225577,415016.50503228902,382422.888912116,101049.638872212,908365.518713978,875489.23413429479]
[null,89739,"650MW | 450MW | 100MW","Lovelock, NV",13,100,650,449.99999999999898,1799.99999999999,100,1265142.74538139,817282.21351637808,426262.59985133598,393202.46984601201,91165.372427065799,819512.88235862192,875387.45593811991]
[null,89758,"650MW | 450MW | 125MW","Lovelock, NV",12,100,650,449.99999999999898,1799.99999999999,125,1271872.2280695899,820357.58710488549,429018.44939874997,395730.77897555998,88506.869157143403,795614.79891430901,875576.7858388389]
[null,89885,"650MW | 550MW | 125MW","Lovelock, NV",19,100,650,550,2200,125,1224765.8492522,816587.12852265756,425769.18649929302,393174.630808432,92007.427168203503,827082.36504313094,876000]
[null,90002,"650MW | 650MW | 125MW","Lovelock, NV",16,100,650,649.99999999999898,2599.99999999999,125,1244954.2973168001,823697.41786614107,432464.29823367897,399696.58276371402,85070.297603823798,764722.42625005299,876000]
[null,90129,"650MW | 800MW | 0MW","Lovelock, NV",3,100,650,799.99999999999898,3199.99999999999,0,1332437.57226338,838103.23295366601,445404.448620537,412085.07899948099,0,-3.6427466598709598E-14,804783.86333261]
[null,90158,"650MW | 800MW | 100MW","Lovelock, NV",12,100,650,799.99999999999898,3199.99999999999,100,1271872.2280695899,830112.04641278996,438349.694545493,405658.357337091,78579.290795612003,706372.81874899496,876000]
[null,90275,"650MW | 900MW | 100MW","Lovelock, NV",9,100,650,899.99999999999898,3599.99999999999,100,1292060.6761341901,833379.13610655256,441373.82476180198,408803.00629574299,75048.688539616705,674635.17588917702,875857.00618011027]
[null,90402,"650MW | 1000MW | 100MW","Lovelock, NV",16,100,650,1000,4000.00000000001,100,1244954.2973168001,826649.65341835516,435689.99859999598,404007.05992725299,80759.820440284297,725974.25388384797,875726.53518589644]
[null,90529,"700MW | 50MW | 125MW","Lovelock, NV",3,100,700,49.999999999999901,199.99999999999901,125,1434932.7701298001,466353.15029218502,72364.817350873695,66582.3462579365,414823.68133789703,3728974.5186507599,875394.36053714482]
[null,90548,"700MW | 100MW | 0MW","Lovelock, NV",2,100,700,100,400.00000000000102,0,1442179.9053324701,540817.46449967613,146140.39335775399,134455.87937247701,0,-7.1856920413892997E-14,529132.95051439921]
[null,90675,"700MW | 200MW | 0MW","Lovelock, NV",9,100,700,199.99999999999901,799.99999999999795,0,1391449.95891374,644241.33097706153,250336.597658763,230417.24848419701,0,-1.33733712992523E-13,624321.98180249555]
[null,90792,"700MW | 300MW | 0MW","Lovelock, NV",6,100,700,299.99999999999898,1199.99999999999,0,1413191.36452177,777255.25048697356,382569.56376221997,352273.782871634,0,-7.5848971547998096E-14,746959.46959638759]
[null,90919,"700MW | 400MW | 0MW","Lovelock, NV",13,100,700,400,1600,0,1362461.41810304,810664.54377130885,416577.65286860999,383998.20679438597,0,-1.3173768742547002E-13,778085.09769708477]
[null,90948,"700MW | 400MW | 125MW","Lovelock, NV",2,100,700,400,1600,125,1442179.9053324701,843469.5654719302,448766.65162570699,413528.30427190399,67768.781881872797,609193.91097071895,876000]
[null,91050,"700MW | 500MW | 100MW","Lovelock, NV",4,100,700,499.99999999999898,1999.99999999999,100,1427685.6349271201,845129.98303055833,450646.03673898301,415656.238075984,65859.815632440601,592033.64066469797,876000]
[null,91191,"700MW | 600MW | 125MW","Lovelock, NV",5,100,700,599.99999999999898,2399.99999999999,125,1420438.49972444,846296.27177665732,451923.435460434,417222.727910585,64404.435773191697,578950.79449595208,876000]
[null,91220,"700MW | 650MW | 0MW","Lovelock, NV",14,100,700,649.99999999999898,2599.99999999999,0,1355214.2829003599,837522.42683242238,444410.64838208898,410571.34546044999,0,-2.3952306804631E-13,803683.12391078332]
[null,91337,"700MW | 750MW | 0MW","Lovelock, NV",11,100,700,749.99999999999898,2999.99999999999,0,1376955.68850839,842696.88136713486,448507.29888926097,414701.08098191,0,-2.5549127258272999E-13,808890.66345978389]
[null,91464,"700MW | 850MW | 0MW","Lovelock, NV",18,100,700,850,3400,0,1326225.7420896599,835522.2175164856,443335.18876268598,410379.72161033301,0,-3.9920511341051601E-13,802566.75036413269]
[null,91581,"700MW | 950MW | 0MW","Lovelock, NV",15,100,700,950,3800,0,1347967.1476976899,839783.53301566094,446478.17247277201,413632.083678475,0,-3.4331639753304402E-13,806937.44422136387]
[null,91610,"700MW | 950MW | 125MW","Lovelock, NV",4,100,700,950,3800,125,1427685.6349271201,850328.33021114231,455844.38391956699,422165.21683051402,59350.836877910697,533522.47794660297,876000]
[null,91737,"750MW | 0MW | 125MW","Lovelock, NV",11,100,750,0,0,125,1475309.6662589901,395179.56388688501,0,0,480820.43611311499,4322239.1463516206,876000]
[null,91854,"750MW | 100MW | 125MW","Lovelock, NV",8,100,750,100,400.00000000000102,125,1498604.02941045,526010.01432306797,131084.51543347901,120644.75361135699,359850.04942235601,3234800.0492723798,875420.301923302]
[null,91981,"750MW | 200MW | 125MW","Lovelock, NV",15,100,750,199.99999999999901,799.99999999999795,125,1444250.5153903801,616694.97007169249,222179.06958040601,204592.74899721201,276673.91336362599,2487104.8093996402,875782.56285212445]
[null,92000,"750MW | 250MW | 0MW","Lovelock, NV",14,100,750,250,1000,0,1452015.3031075301,675187.11594500137,280907.62198056799,258653.43504780601,0,-1.2780801209033499E-13,652932.92901223945]
[null,92127,"750MW | 350MW | 100MW","Lovelock, NV",1,100,750,349.99999999999898,1399.99999999999,100,1552957.54343052,841702.98853934184,445588.411872558,410296.066963344,69470.825691215898,624494.09338604705,875881.46932134381]
[null,92254,"750MW | 450MW | 100MW","Lovelock, NV",8,100,750,449.99999999999898,1799.99999999999,100,1498604.02941045,848209.88064631482,453106.450133965,417653.452353211,62841.350680501797,564899.75367223402,875598.23354606261]
[null,92371,"750MW | 550MW | 100MW","Lovelock, NV",5,100,750,550,2200,100,1521898.39256191,855306.89661979349,460039.41738754098,424390.96717657702,55786.155099228599,501478.48403349594,875444.60150805814]
[null,92400,"750MW | 550MW | 125MW","Lovelock, NV",14,100,750,550,2200,125,1452015.3031075301,846355.11152760056,451508.65538999398,416616.11085420102,64537.4330081925,580146.346540545,876000.00000000012]
[null,92543,"750MW | 700MW | 0MW","Lovelock, NV",17,100,750,700,2800,0,1428720.9399560699,845802.79645399353,451497.93439600302,417206.22889431502,0,-1.9161845443704801E-13,811511.09095230559]
[null,92643,"750MW | 750MW | 125MW","Lovelock, NV",17,100,750,749.99999999999898,2999.99999999999,125,1428720.9399560699,846898.23767064814,452398.49446370598,418226.57741753501,63273.679375522901,568786.08601038798,876000]
[null,92770,"750MW | 900MW | 0MW","Lovelock, NV",4,100,750,899.99999999999898,3599.99999999999,0,1529663.18027906,861200.37049711077,465369.77036826499,430629.56422144099,0,-3.5928460206946499E-14,826460.16435028682]
[null,92789,"750MW | 900MW | 100MW","Lovelock, NV",3,100,750,899.99999999999898,3599.99999999999,100,1537427.9679962101,862291.01053823298,466260.66146831698,431441.02350955899,48528.627420525103,436238.39047132601,876000.00000000012]
[null,92916,"750MW | 1000MW | 100MW","Lovelock, NV",10,100,750,1000,4000.00000000001,100,1483074.4539761399,855733.9599442326,460747.72881683602,426809.91565957002,53901.001054431501,484532.26877860102,875697.14784139814]
[null,93043,"800MW | 50MW | 100MW","Lovelock, NV",17,100,800,49.999999999999901,199.99999999999901,100,1523969.0026198099,449570.85577284399,54278.414792942,49989.854927803601,430159.345065384,3866831.4005962596,875441.64097308961]
[null,93160,"800MW | 150MW | 100MW","Lovelock, NV",14,100,800,149.99999999999901,599.99999999999898,100,1548816.3233147,568415.59065649495,172728.33079281301,159040.99082386601,320779.59011694702,2883583.9694382702,875507.84080449503]
[null,93189,"800MW | 200MW | 0MW","Lovelock, NV",3,100,800,199.99999999999901,799.99999999999795,0,1639923.1658626299,682208.03699885402,284514.55585259799,261780.25974648699,0,-2.3952306804631E-13,659473.74089274299]
[null,93316,"800MW | 300MW | 0MW","Lovelock, NV",10,100,800,299.99999999999898,1199.99999999999,0,1581946.08424122,762498.01260426803,365482.80666731799,336428.81407860602,0,-1.9161845443704801E-13,733444.02001555613]
[null,93433,"800MW | 400MW | 0MW","Lovelock, NV",7,100,800,400,1600,0,1606793.4049361099,848386.91780626611,451834.64602684701,416177.85601364297,0,-2.8742768165557199E-13,812730.12779306201]
[null,93560,"800MW | 500MW | 0MW","Lovelock, NV",14,100,800,499.99999999999898,1999.99999999999,0,1548816.3233147,851848.97782308492,455455.87812745298,419953.98798007402,0,-7.9841022682103308E-14,816347.08767570602]
[null,93579,"800MW | 500MW | 100MW","Lovelock, NV",13,100,800,499.99999999999898,1999.99999999999,100,1557098.7635463299,853274.39280536724,456987.85914854403,421354.70596061897,58358.760382557797,524604.40470692597,876000]
[null,93706,"800MW | 600MW | 100MW","Lovelock, NV",20,100,800,599.99999999999898,2399.99999999999,100,1499121.6819249201,848502.87196950498,453656.89507874497,416432.81831908802,64054.867202719703,575808.4177454079,875333.66241256776]
[null,93833,"800MW | 700MW | 125MW","Lovelock, NV",7,100,800,700,2800,125,1606793.4049361099,866061.64526056312,469580.59623502003,433655.12977075699,45433.564619447003,408415.94243359397,875569.74341574707]
[null,93950,"800MW | 800MW | 125MW","Lovelock, NV",4,100,800,799.99999999999898,3199.99999999999,125,1631640.725631,870554.82870160881,473343.89775440202,437474.64026760799,41314.428785185199,371387.79467866599,876000]
[null,93974,"800MW | 850MW | 0MW","Lovelock, NV",8,100,800,850,3400,0,1598510.96470448,866392.94286982808,470382.30823378399,434976.90915127599,0,-1.4371384082778599E-13,830987.54378732014]
[null,94095,"800MW | 950MW | 0MW","Lovelock, NV",9,100,800,950,3800,0,1590228.5244728499,866674.54583770316,470528.97282521997,435504.21165612101,0,-1.9161845443704801E-13,831649.78466860414]
[null,94222,"850MW | 0MW | 0MW","Lovelock, NV",16,100,850,0,0,0,1628017.1580296599,397236.18655923719,0,0,0,0,397236.18655923719]
[null,94349,"850MW | 100MW | 100MW","Lovelock, NV",3,100,850,100,400.00000000000102,100,1742418.3637290399,543173.53457140701,144744.14243325501,133178.03973934799,344392.56812249997,3095848.11262359,876000]
[null,94368,"850MW | 100MW | 125MW","Lovelock, NV",2,100,850,100,400.00000000000102,125,1751218.4564751501,545869.64012463798,147351.06993637301,135569.699241428,341911.730570307,3073547.11961566,876000]
[null,94495,"850MW | 200MW | 125MW","Lovelock, NV",9,100,850,199.99999999999901,799.99999999999795,125,1689617.8072524001,652192.47359942645,255103.27620756201,234802.44483486901,243324.04806061101,2187312.8652312499,875215.69028734439]
[null,94622,"850MW | 300MW | 125MW","Lovelock, NV",16,100,850,299.99999999999898,1199.99999999999,125,1628017.1580296599,721211.60100713931,324127.21711482102,298499.352453814,180332.60254968601,1621063.86409989,875916.33889581822]
[null,94739,"850MW | 400MW | 125MW","Lovelock, NV",13,100,850,400,1600,125,1654417.4362679799,830039.77395417332,432562.07511259301,398395.47164377599,80126.829514643803,720284.10855598701,876000.00000000012]
[null,94768,"850MW | 450MW | 100MW","Lovelock, NV",2,100,850,449.99999999999898,1799.99999999999,100,1751218.4564751501,870355.57286814949,471922.34821979998,434691.546913233,42789.882898502699,384651.09433951101,875914.65446008521]
[null,94885,"850MW | 550MW | 0MW","Lovelock, NV",19,100,850,550,2200,0,1601616.8797913401,853661.79692878411,456712.25272944203,421246.19431211503,0,-2.8742768165557199E-13,818195.73851145711]
[null,95012,"850MW | 650MW | 100MW","Lovelock, NV",6,100,850,649.99999999999898,2599.99999999999,100,1716018.0854907201,874653.91812916682,476497.70506562502,439707.19343697798,38136.593499480201,342821.27994487801,876000]
[null,95041,"850MW | 650MW | 125MW","Lovelock, NV",15,100,850,649.99999999999898,2599.99999999999,125,1636817.25077576,865626.27451311308,468354.07792203798,432302.773124056,46425.030284868903,417328.52473977196,876000]
[null,95158,"850MW | 750MW | 125MW","Lovelock, NV",12,100,850,749.99999999999898,2999.99999999999,125,1663217.5290140801,871222.20078860642,473644.56588387402,437524.44968441699,40897.915410850699,367643.63100276003,876000.00000000012]
[null,95285,"850MW | 850MW | 125MW","Lovelock, NV",19,100,850,850,3400,125,1601616.8797913401,864873.11508732371,468092.37845502701,432866.90954524698,46285.118021345203,416070.81142927799,875932.76419888891]
[null,95402,"850MW | 950MW | 125MW","Lovelock, NV",16,100,850,950,3800,125,1628017.1580296599,869306.19183004112,472138.14683354198,436944.86238369998,41887.092619800998,376535.64168717701,876000.00000000012]
[null,95502,"900MW | 0MW | 100MW","Lovelock, NV",16,100,900,0,0,100,1723782.8732078699,398193.84371101798,0,0,477761.34446097899,4294740.0537630804,875955.18817199697]
[null,95557,"900MW | 50MW | 100MW","Lovelock, NV",11,100,900,49.999999999999901,199.99999999999901,100,1770371.5995107901,460296.61587280547,62279.422035597701,57330.639127155097,419961.11665337998,3775156.46593223,875308.94961774279]
[null,95674,"900MW | 150MW | 100MW","Lovelock, NV",8,100,900,149.99999999999901,599.99999999999898,100,1798324.83529254,595245.5204818307,197027.614859953,181335.904760095,295685.38823674299,2658004.66047655,875239.19861871563]
[null,95801,"900MW | 250MW | 100MW","Lovelock, NV",15,100,900,250,1000,100,1733100.6184684599,677642.34182116785,279673.01882092602,257534.17967630501,220131.23776916999,1978825.7356783999,875634.74044571677]
[null,95830,"900MW | 300MW | 0MW","Lovelock, NV",4,100,900,299.99999999999898,1199.99999999999,0,1835595.8163348699,809497.7550036778,410089.49861054198,377343.06907841697,0,-6.3872818145682611E-14,776751.32547155279]
[null,95947,"900MW | 400MW | 0MW","Lovelock, NV",1,100,900,400,1600,0,1863549.0521166199,874004.50544269464,474189.41074108798,436461.00257684197,0,-2.07586658973468E-13,836276.09727844864]
[null,96074,"900MW | 500MW | 0MW","Lovelock, NV",8,100,900,499.99999999999898,1999.99999999999,0,1798324.83529254,873985.86995217449,474140.484289721,436871.894012184,0,-1.5968204536420601E-13,836717.27967463748]
[null,96191,"900MW | 600MW | 0MW","Lovelock, NV",5,100,900,599.99999999999898,2399.99999999999,0,1826278.07107429,880266.03025780758,481595.93769181299,444083.61884308798,0,-2.07586658973468E-13,842753.71140908264]
[null,96220,"900MW | 600MW | 100MW","Lovelock, NV",14,100,900,599.99999999999898,2399.99999999999,100,1742418.3637290399,871209.18186451984,472808.10914534098,436091.69304299197,41478.914818857404,372866.40898115502,875971.68058102822]
[null,96347,"900MW | 700MW | 125MW","Lovelock, NV",1,100,900,700,2800,125,1863549.0521166199,886864.07803381246,487292.26028200099,449666.62372007698,26761.5585281116,240567.678076754,876000]
[null,96464,"900MW | 800MW | 100MW","Lovelock, NV",18,100,900,799.99999999999898,3199.99999999999,100,1705147.38268671,872897.10756107373,474856.79103556101,438785.09185357299,39174.591620914303,352152.15645788499,876000]
[null,96591,"900MW | 900MW | 125MW","Lovelock, NV",5,100,900,899.99999999999898,3599.99999999999,125,1826278.07107429,886671.73216945375,487431.72561479203,450603.54329782398,26156.450147514399,235128.177311051,876000.00000000012]
[null,96620,"900MW | 950MW | 0MW","Lovelock, NV",14,100,900,950,3800,0,1742418.3637290399,879921.2736831652,481232.54520373698,445185.00704324403,0,-3.3533229526483398E-13,843873.7355226723]
[null,96737,"950MW | 0MW | 0MW","Lovelock, NV",11,100,950,0,0,0,1868725.5772613899,399907.27353393758,0,0,0,0,399907.27353393758]
[null,96864,"950MW | 100MW | 0MW","Lovelock, NV",18,100,950,100,400.00000000000102,0,1799877.7928359699,505765.65978690749,105926.19647271201,97566.241554205495,0,-1.5968204536420601E-13,497405.70486840099]
[null,96933,"950MW | 150MW | 100MW","Lovelock, NV",7,100,950,149.99999999999901,599.99999999999898,100,1908067.1683616301,601041.15803391335,201277.94659847699,185236.13869357499,290812.13862467097,2614197.5577387498,875811.48875368235]
[null,97009,"950MW | 200MW | 125MW","Lovelock, NV",3,100,950,199.99999999999901,799.99999999999795,125,1947408.75946187,687435.29209004017,287856.07916214201,264854.45408957597,210867.614082785,1895552.24327438,875301.28110025916]
[null,97136,"950MW | 300MW | 125MW","Lovelock, NV",10,100,950,299.99999999999898,1199.99999999999,125,1878560.97503645,772088.56073998101,372985.08347980102,343327.60358312703,132970.32705006201,1195310.1609511201,875401.40789336897]
[null,97253,"950MW | 400MW | 125MW","Lovelock, NV",7,100,950,400,1600,125,1908067.1683616301,865505.58871071436,465553.86602895998,428477.76619188202,47570.511126363701,427625.59566822101,876000.00000000012]
[null,97380,"950MW | 500MW | 125MW","Lovelock, NV",14,100,950,499.99999999999898,1999.99999999999,125,1839219.3839362101,869950.76860182721,471028.08697842702,433963.19687746,42680.001457682301,383663.33710354305,875565.87995854253]
[null,97399,"950MW | 550MW | 0MW","Lovelock, NV",13,100,950,550,2200,0,1849054.7817112701,876451.96653114213,476344.191165364,439034.95307191502,0,-2.3952306804631E-13,839142.72843769309]
[null,97526,"950MW | 650MW | 0MW","Lovelock, NV",20,100,950,649.99999999999898,2599.99999999999,0,1780206.9972858501,872301.42867006653,472899.28548469499,433831.72440466098,0,-1.9161845443704801E-13,833233.86759003252]
[null,97653,"950MW | 750MW | 100MW","Lovelock, NV",7,100,950,749.99999999999898,2999.99999999999,100,1908067.1683616301,888677.33820948028,488725.61552772601,451127.83901825798,24920.4382999878,224017.29601008,876000]
[null,97770,"950MW | 850MW | 100MW","Lovelock, NV",4,100,950,850,3400,100,1937573.3616868099,892447.11999313091,492250.05758073402,454721.31347350997,21081.624114093102,189509.04364881699,876000]
[null,97799,"950MW | 850MW | 125MW","Lovelock, NV",13,100,950,850,3400,125,1849054.7817112701,885269.86281576706,485825.70482291997,448908.94520246098,27646.896804692002,248526.24944641799,876000]
[null,97926,"950MW | 950MW | 125MW","Lovelock, NV",20,100,950,950,3800,125,1780206.9972858501,879422.25665920984,481340.02272230299,441597.20266325999,35599.178055256103,320011.69129211403,875278.61465542298]
[null,98043,"1000MW | 0MW | 125MW","Lovelock, NV",17,100,1000,0,0,125,1904961.25327477,399925.59399589099,0,0,476074.40600410901,4279575.6578927301,876000]
[null,98072,"1000MW | 50MW | 100MW","Lovelock, NV",6,100,1000,49.999999999999901,199.99999999999901,100,2018844.80645967,469871.97517703939,69022.765259779393,63517.729490668004,411633.06059207203,3700293.0715803099,876000]
[null,98189,"1000MW | 150MW | 100MW","Lovelock, NV",3,100,1000,149.99999999999901,599.99999999999898,100,2049903.95732828,618345.68205188599,217259.797672685,199899.15674731901,275014.95887347998,2472191.9698013701,876000]
[null,98316,"1000MW | 250MW | 100MW","Lovelock, NV",10,100,1000,250,1000,100,1977432.6053015301,713853.17051385227,313720.52498387703,288773.95357507298,186704.528600855,1678343.01895167,875611.12770590326]
[null,98426,"1000MW | 350MW | 0MW","Lovelock, NV",20,100,1000,349.99999999999898,1399.99999999999,0,1873902.10240616,745813.03675765172,345668.68922747701,317118.865503671,0,-7.9841022682103308E-14,717263.21303384565]
[null,98559,"1000MW | 450MW | 100MW","Lovelock, NV",13,100,1000,449.99999999999898,1799.99999999999,100,1946373.4544329101,866041.79388296115,465772.356436943,428878.29863626801,46852.263917713797,421169.05603550503,876000]
[null,98588,"1000MW | 500MW | 0MW","Lovelock, NV",2,100,1000,499.99999999999898,1999.99999999999,0,2060257.0076178201,890031.02729089838,488368.30134095298,449671.390081383,0,-1.2774563629136499E-13,851334.11603132845]
[null,98705,"1000MW | 550MW | 125MW","Lovelock, NV",19,100,1000,550,2200,125,1884255.15269569,870467.98835186847,470717.09011003497,433819.034919155,42430.066839011502,381416.59983592603,876000]
[null,98832,"1000MW | 700MW | 0MW","Lovelock, NV",6,100,1000,700,2800,0,2018844.80645967,892329.40445517423,492066.84795275901,453887.25092780602,0,-1.4371384082778599E-13,854149.80743022123]
[null,98861,"1000MW | 700MW | 100MW","Lovelock, NV",15,100,1000,700,2800,100,1925667.3538538399,883881.31541891245,484542.55834221002,447068.10055572202,28833.195680270299,259190.24592865398,875240.05331269477]
[null,98978,"1000MW | 800MW | 100MW","Lovelock, NV",12,100,1000,799.99999999999898,3199.99999999999,100,1956726.5047224499,890275.32553895097,489921.340352853,452365.847837504,23280.166976397999,209272.40500093499,876000]
[null,99105,"1000MW | 900MW | 100MW","Lovelock, NV",19,100,1000,899.99999999999898,3599.99999999999,100,1884255.15269569,885405.21211011021,485654.31386827701,448904.11360326502,27344.988154901799,245812.302020859,876000]
[null,99232,"1000MW | 1000MW | 125MW","Lovelock, NV",6,100,1000,1000,4000.00000000001,125,2018844.80645967,896367.09406809346,496087.98299074901,458737.69472835201,16413.095354387799,147542.23806919801,875429.90116008418]
[null,99251,"0MW | 0MW | 100MW","North Komelik, AZ",5,100,0,0,0,100,0,0,0,0,876000,7874626.7999999905,876000]
[null,99378,"0MW | 150MW | 100MW","North Komelik, AZ",12,100,0,149.99999999999901,599.99999999999898,100,0,0,0,575.499782797526,875424.500217202,7869453.4598024907,875999.99999999953]
[null,99495,"0MW | 300MW | 100MW","North Komelik, AZ",9,100,0,299.99999999999898,1199.99999999999,100,0,0,0,1150.9995655950499,874849.00043440401,7864280.1196049899,875999.99999999907]
[null,99622,"0MW | 450MW | 100MW","North Komelik, AZ",16,100,0,449.99999999999898,1799.99999999999,100,0,0,0,1726.49934839257,874273.50065160706,7859106.77940749,875999.99999999965]
[null,99651,"0MW | 500MW | 100MW","North Komelik, AZ",5,100,0,499.99999999999898,1999.99999999999,100,0,0,0,1918.3326093250801,874081.667390674,7857382.3326749904,875999.99999999907]
[null,99768,"0MW | 650MW | 100MW","North Komelik, AZ",2,100,0,649.99999999999898,2599.99999999999,100,0,0,0,2493.8323921226101,873506.16760787705,7852208.9924774906,875999.99999999965]
[null,99895,"0MW | 800MW | 100MW","North Komelik, AZ",9,100,0,799.99999999999898,3199.99999999999,100,0,0,0,3069.33217492014,872930.66782507906,7847035.6522799898,875999.99999999919]
[null,100029,"0MW | 950MW | 125MW","North Komelik, AZ",3,100,0,950,3800,125,0,0,0,3644.8319577176699,872355.16804228199,7841862.3120824806,875999.99999999965]
[null,100040,"0MW | 950MW | 125MW","North Komelik, AZ",14,100,0,950,3800,125,0,0,0,3644.8319577176699,872355.16804228199,7841862.3120824806,875999.99999999965]
[null,100167,"50MW | 50MW | 100MW","North Komelik, AZ",1,100,50,49.999999999999901,199.99999999999901,100,108779.000681135,108779.00068113494,0,191.83326093250801,767029.16605793103,6895055.28244456,875999.99999999849]
[null,100284,"50MW | 150MW | 0MW","North Komelik, AZ",18,100,50,149.99999999999901,599.99999999999898,0,99532.785623239193,99532.785623239193,0,575.499782797526,0,0,100108.28540603672]
[null,100411,"50MW | 250MW | 100MW","North Komelik, AZ",5,100,50,250,1000,100,106603.420667513,106603.42066751308,0,959.16630466254503,768437.41302782402,6907714.4369310196,875999.99999999965]
[null,100440,"50MW | 250MW | 125MW","North Komelik, AZ",14,100,50,250,1000,125,101708.365636861,101708.365636861,0,959.16630466254503,773332.46805847494,6951717.5551180495,875999.99999999849]
[null,100557,"50MW | 350MW | 125MW","North Komelik, AZ",11,100,50,349.99999999999898,1399.99999999999,125,103340.05064707799,103340.05064707794,0,1342.83282652756,771317.11652639299,6933600.9555906998,875999.99999999849]
[null,100684,"50MW | 450MW | 125MW","North Komelik, AZ",18,100,50,449.99999999999898,1799.99999999999,125,99532.785623239193,99532.785623239266,0,1726.49934839257,774740.71502836805,6964376.7096044999,875999.99999999988]
[null,100801,"50MW | 550MW | 125MW","North Komelik, AZ",15,100,50,550,2200,125,101164.470633456,101164.47063345596,0,2110.1658702575901,772725.36349628598,6946260.1100771604,875999.99999999953]
[null,100830,"50MW | 600MW | 100MW","North Komelik, AZ",4,100,50,599.99999999999898,2399.99999999999,100,107147.315670918,107147.315670918,0,2301.9991311900999,766550.68519789097,6890754.0744494004,875999.99999999907]
[null,100957,"50MW | 700MW | 100MW","North Komelik, AZ",11,100,50,700,2800,100,103340.05064707799,103340.05064707791,0,2685.6656530551199,769974.28369986604,6921529.8284632005,875999.99999999907]
[null,101074,"50MW | 800MW | 100MW","North Komelik, AZ",8,100,50,799.99999999999898,3199.99999999999,100,104971.73565729499,104971.73565729496,0,3069.33217492014,767958.93216778303,6903413.2289358499,875999.99999999814]
[null,101201,"50MW | 900MW | 100MW","North Komelik, AZ",15,100,50,899.99999999999898,3599.99999999999,100,101164.470633456,101164.47063345606,0,3452.9986967851501,771382.53066975798,6934188.9829496602,875999.99999999919]
[null,101230,"50MW | 950MW | 0MW","North Komelik, AZ",4,100,50,950,3800,0,107147.315670918,107147.315670918,0,3644.8319577176699,0,0,110792.14762863568]
[null,101347,"100MW | 0MW | 0MW","North Komelik, AZ",1,100,100,0,0,0,217558.001362271,217558.001362271,0,0,0,0,217558.001362271]
[null,101460,"100MW | 50MW | 125MW","North Komelik, AZ",14,100,100,49.999999999999901,199.99999999999901,125,203416.73127372301,203416.73127372292,0,191.83326093250801,672391.43546534295,6044328.3308286108,875999.99999999837]
[null,101590,"100MW | 200MW | 0MW","North Komelik, AZ",4,100,100,199.99999999999901,799.99999999999795,0,214294.631341837,214294.631341837,0,767.33304373003295,0,0,215061.96438556703]
[null,101619,"100MW | 200MW | 100MW","North Komelik, AZ",13,100,100,199.99999999999901,799.99999999999795,100,204504.521280535,204504.521280535,0,767.33304373003295,670728.14567573403,6029376.5199228795,875999.99999999907]
[null,101746,"100MW | 300MW | 100MW","North Komelik, AZ",20,100,100,299.99999999999898,1199.99999999999,100,196889.99123285501,196889.99123285501,0,0,679110.00876714406,6104723.6018104898,875999.99999999907]
[null,101863,"100MW | 400MW | 100MW","North Komelik, AZ",17,100,100,400,1600,100,200153.36125328901,200153.3612532891,0,1534.66608746007,674311.97265925002,6061592.61582579,875999.9999999993]
[null,101892,"100MW | 450MW | 0MW","North Komelik, AZ",6,100,100,449.99999999999898,1799.99999999999,0,212119.051328214,212119.051328214,0,1726.49934839257,0,0,213845.55067660657]
[null,102019,"100MW | 550MW | 0MW","North Komelik, AZ",13,100,100,550,2200,0,204504.521280535,204504.521280535,0,2110.1658702575901,0,0,206614.6871507926]
[null,102136,"100MW | 650MW | 0MW","North Komelik, AZ",10,100,100,649.99999999999898,2599.99999999999,0,207767.891300969,207767.891300969,0,2493.8323921226101,0,0,210261.7236930916]
[null,102263,"100MW | 750MW | 0MW","North Komelik, AZ",17,100,100,749.99999999999898,2999.99999999999,0,200153.36125328901,200153.36125328901,0,2877.4989139876302,0,0,203030.86016727664]
[null,102380,"100MW | 850MW | 0MW","North Komelik, AZ",14,100,100,850,3400,0,203416.73127372301,203416.73127372301,0,3261.1654358526498,0,0,206677.89670957567]
[null,102409,"100MW | 850MW | 125MW","North Komelik, AZ",3,100,100,850,3400,125,215382.421348648,215382.42134864797,0,3261.1654358526498,657356.41321549797,5909174.0053180801,875999.9999999986]
[null,102536,"100MW | 950MW | 125MW","North Komelik, AZ",10,100,100,950,3800,125,207767.891300969,207767.89130096906,0,3644.8319577176699,664587.27674131305,5974174.4068106795,875999.99999999977]
[null,102653,"150MW | 0MW | 125MW","North Komelik, AZ",7,100,150,0,0,125,316546.89198210399,305096.54080726695,0,0,570903.45919273305,5132022.46572123,876000]
[null,102682,"150MW | 50MW | 0MW","North Komelik, AZ",16,100,150,49.999999999999901,199.99999999999901,0,301861.72689015098,301861.72689015104,6290.6669220152298,5979.2468291865198,0,-1.20260540414918E-13,301550.30679732235]
[null,102799,"150MW | 150MW | 0MW","North Komelik, AZ",13,100,150,149.99999999999901,599.99999999999898,0,306756.78192080202,306756.78192080202,7857.4128083228698,7804.3195664545701,0,-1.5069993031247E-13,306703.68867893371]
[null,102891,"150MW | 200MW | 125MW","North Komelik, AZ",5,100,150,199.99999999999901,799.99999999999795,125,319810.26200253901,319810.26200253901,12775.012811465,12520.3448302779,556444.40597864799,5002045.6986638606,875999.99999999988]
[null,103052,"150MW | 350MW | 100MW","North Komelik, AZ",6,100,150,349.99999999999898,1399.99999999999,100,318178.57699232199,318178.57699232193,12106.915590726299,12481.195169995701,557447.14342840796,5011059.6064209901,875999.9999999993]
[null,103071,"150MW | 350MW | 125MW","North Komelik, AZ",5,100,150,349.99999999999898,1399.99999999999,125,319810.26200253901,319810.26200253906,12775.012811465,13095.8446130754,555868.90619585,4996872.3584663495,875999.99999999953]
[null,103198,"150MW | 450MW | 125MW","North Komelik, AZ",12,100,150,449.99999999999898,1799.99999999999,125,308388.46693101898,308388.46693101898,8414.9461592652497,9468.2498149166095,566558.22941332799,5092961.8916652305,875999.99999999837]
[null,103325,"150MW | 550MW | 125MW","North Komelik, AZ",19,100,150,550,2200,125,296966.6718595,296966.67185949994,4900.1562860839404,6618.3096534548204,577315.174773128,5189659.3005880797,875999.99999999884]
[null,103442,"150MW | 650MW | 125MW","North Komelik, AZ",16,100,150,649.99999999999898,2599.99999999999,125,301861.72689015098,301861.72689015087,6290.6669220152298,8281.2459603766292,572147.69407148706,5143207.2663168097,875999.9999999993]
[null,103471,"150MW | 700MW | 100MW","North Komelik, AZ",5,100,150,700,2800,100,319810.26200253901,319810.26200253906,12775.012811465,14438.677439603,554526.07336932304,4984801.2313388493,876000.00000000023]
[null,103588,"150MW | 800MW | 100MW","North Komelik, AZ",2,100,150,799.99999999999898,3199.99999999999,100,324705.31703318999,324705.31703319005,14854.412552039599,16735.391722796601,549413.70379605202,4938844.6075338498,875999.99999999907]
[null,103715,"150MW | 900MW | 100MW","North Komelik, AZ",9,100,150,899.99999999999898,3599.99999999999,100,313283.52196167002,313283.52196167002,10190.1102973834,12827.900170377799,560078.68816533405,5034715.3515246399,875999.99999999849]
[null,103842,"150MW | 1000MW | 100MW","North Komelik, AZ",16,100,150,1000,4000.00000000001,100,301861.72689015098,301861.72689015092,6290.6669220152298,9624.0787869041997,570804.86124495894,5131136.1391893094,875999.99999999884]
[null,103861,"150MW | 1000MW | 125MW","North Komelik, AZ",15,100,150,1000,4000.00000000001,125,303493.411900368,303493.41190036805,6793.7391310234298,10086.9052191917,569213.42201146297,5116830.2144876393,875999.9999999993]
[null,103988,"200MW | 100MW | 0MW","North Komelik, AZ",2,100,200,100,400.00000000000102,0,432940.42271091999,429476.89932923258,79893.356031406394,73885.554070758895,0,-2.1058069732404699E-13,423469.09736858506]
[null,104105,"200MW | 150MW | 125MW","North Komelik, AZ",19,100,200,149.99999999999901,599.99999999999898,125,395955.56247933401,395955.56247933401,56326.722000942398,52396.084023664604,483975.07549794298,4350597.1461736597,875999.99999999919]
[null,104232,"200MW | 300MW | 0MW","North Komelik, AZ",6,100,200,299.99999999999898,1199.99999999999,0,424238.10265642899,424238.10265642905,76816.743016021195,71822.4031403345,0,-2.6996245794386197E-13,419243.76278074237]
[null,104261,"200MW | 300MW | 100MW","North Komelik, AZ",15,100,200,299.99999999999898,1199.99999999999,100,404657.88253382401,404657.88253382395,62482.375637539299,58634.785152131197,475189.70795158303,4271622.8416891601,875999.99999999884]
[null,104419,"200MW | 450MW | 0MW","North Komelik, AZ",13,100,200,449.99999999999898,1799.99999999999,0,409009.04256107,409009.04256106995,65613.063221471399,62090.517512146303,0,-1.9860454392173199E-13,405486.49685174483]
[null,104504,"200MW | 500MW | 100MW","North Komelik, AZ",18,100,200,499.99999999999898,1999.99999999999,100,398131.14249295602,398131.14249295596,57854.832690269897,55144.778684373399,480578.91151293903,4320068.0092632594,875999.99999999837]
[null,104631,"200MW | 600MW | 125MW","North Komelik, AZ",5,100,200,599.99999999999898,2399.99999999999,125,426413.68267005199,426413.68267005181,78445.361570501904,74471.731776051907,453559.94712439697,4077186.4326853501,875999.99999999872]
[null,104650,"200MW | 650MW | 0MW","North Komelik, AZ",4,100,200,649.99999999999898,2599.99999999999,0,428589.26268367399,428589.26268367394,80083.937579348407,76171.054965123098,0,-3.4730844866714902E-13,424676.38006944861]
[null,104777,"200MW | 750MW | 0MW","North Komelik, AZ",11,100,200,749.99999999999898,2999.99999999999,0,413360.20258831501,413360.20258831495,68778.038625862406,66153.294449781097,0,-3.5541730253329997E-13,410735.45841223362]
[null,104894,"200MW | 850MW | 0MW","North Komelik, AZ",8,100,200,850,3400,0,419886.942629183,419886.94262918294,73577.313844603501,70952.294172887894,0,-4.7405607217498803E-13,417261.92295746732]
[null,105021,"200MW | 950MW | 0MW","North Komelik, AZ",15,100,200,950,3800,0,404657.88253382401,404657.88253382401,62482.375637539299,61128.617544253801,0,-3.7525280660588496E-13,403304.12444053852]
[null,105050,"200MW | 950MW | 125MW","North Komelik, AZ",4,100,200,950,3800,125,428589.26268367399,428589.26268367405,80083.937579348407,77322.054530718204,450172.62036495499,4046736.7362466902,875999.99999999884]
[null,105167,"250MW | 0MW | 125MW","North Komelik, AZ",1,100,250,0,0,125,543895.00340567797,367501.84436536301,0,0,508498.15563463699,4571042.4704464404,876000]
[null,105294,"250MW | 100MW | 125MW","North Komelik, AZ",8,100,250,100,400.00000000000102,125,524858.67828647897,472660.79799383081,107348.953021195,99144.703301365196,411543.45172599901,3699487.5506005199,876000]
[null,105323,"250MW | 150MW | 0MW","North Komelik, AZ",17,100,250,149.99999999999901,599.99999999999898,0,500383.403133224,477866.14999222889,115809.296696476,107120.052743555,-2.73114864057788E-14,-2.4551114474746696E-13,469176.90603930788]
[null,105440,"250MW | 250MW | 0MW","North Komelik, AZ",14,100,250,250,1000,0,508541.82818430901,508541.82818430895,145332.76081851299,134665.306257694,-1.24344978758017E-14,-1.1177743175494399E-13,497874.37362348998]
[null,105567,"250MW | 350MW | 100MW","North Komelik, AZ",1,100,250,349.99999999999898,1399.99999999999,100,543895.00340567797,543895.00340567797,176393.15904031499,163624.539143617,344873.61649101903,3100172.40072271,875999.99999999907]
[null,105684,"250MW | 450MW | 0MW","North Komelik, AZ",18,100,250,449.99999999999898,1799.99999999999,0,497663.92811619601,497663.92811619607,135991.17250447199,126838.378052507,-2.8095581416920301E-14,-2.5255961003112201E-13,488511.13366423105]
[null,105713,"250MW | 450MW | 125MW","North Komelik, AZ",7,100,250,449.99999999999898,1799.99999999999,125,527578.15330350795,527578.15330350795,161936.495039359,150708.074784603,359650.266951247,3233004.1447048499,875999.99999999895]
[null,105815,"250MW | 550MW | 100MW","North Komelik, AZ",9,100,250,550,2200,100,522139.20326945098,522139.20326945098,157161.442985314,146698.69341674601,364323.54629911599,3275013.65474664,875999.99999999895]
[null,105956,"250MW | 650MW | 125MW","North Komelik, AZ",10,100,250,649.99999999999898,2599.99999999999,125,519419.728252423,519419.728252423,154782.04528931799,144893.31405829499,366469.00297859899,3294299.80847552,875999.99999999895]
[null,106083,"250MW | 750MW | 125MW","North Komelik, AZ",17,100,250,749.99999999999898,2999.99999999999,125,500383.403133224,500383.403133224,138317.50390548899,130129.602507038,383804.49826522701,3450133.7762556002,876000]
[null,106102,"250MW | 800MW | 0MW","North Komelik, AZ",16,100,250,799.99999999999898,3199.99999999999,0,503102.87815025199,503102.87815025193,140648.65327381101,132466.09318682601,-8.8817841970012507E-15,-7.9841022682103308E-14,494920.31806326692]
[null,106229,"250MW | 900MW | 100MW","North Komelik, AZ",3,100,250,899.99999999999898,3599.99999999999,100,538456.05337162095,538456.05337162095,171551.47429354201,161280.35504684399,347815.06587507599,3126613.9716708199,875999.99999999895]
[null,106356,"250MW | 1000MW | 100MW","North Komelik, AZ",10,100,250,1000,4000.00000000001,100,519419.728252423,519419.728252423,154782.04528931799,146236.14688482301,365126.17015207198,3282228.6813480202,876000]
[null,106473,"300MW | 50MW | 100MW","North Komelik, AZ",7,100,300,49.999999999999901,199.99999999999901,100,633093.78396420903,439781.26478314708,64540.3838577079,59568.986410023797,441190.132664537,3965990.45956132,876000]
[null,106502,"300MW | 50MW | 125MW","North Komelik, AZ",16,100,300,49.999999999999901,199.99999999999901,125,603723.45378030301,426202.11560543953,53149.771782912998,49089.623301212501,453858.03287626099,4079866.0149345696,876000]
[null,106629,"300MW | 200MW | 0MW","North Komelik, AZ",3,100,300,199.99999999999901,799.99999999999795,0,646147.26404594595,604147.69188295957,228113.81890176199,210623.54686691301,0,-1.8962242886999501E-13,586657.41984811053]
[null,106746,"300MW | 250MW | 125MW","North Komelik, AZ",20,100,300,250,1000,125,590669.97369856702,560545.80503994005,188627.57969475401,173537.37331917399,330472.88066449098,2970719.8661573101,875928.47932885098]
[null,106873,"300MW | 400MW | 0MW","North Komelik, AZ",7,100,300,400,1600,0,633093.78396420903,633093.78396420903,257852.90303877101,238759.336883129,0,-2.8343563052146603E-13,614000.21780856699]
[null,106892,"300MW | 400MW | 100MW","North Komelik, AZ",6,100,300,400,1600,100,636357.15398464398,636357.15398464398,260889.86664400401,241553.34339994399,258979.36925941601,2328043.24408367,876000]
[null,107019,"300MW | 500MW | 100MW","North Komelik, AZ",13,100,300,499.99999999999898,1999.99999999999,100,613513.56384160498,613513.56384160509,239700.58864731801,222442.874164857,279744.15064085397,2514704.0933558303,875999.99999999814]
[null,107146,"300MW | 600MW | 100MW","North Komelik, AZ",20,100,300,599.99999999999898,2399.99999999999,100,590669.97369856702,590669.97369856702,218680.22768223201,201185.80946765401,302824.44451601099,2722179.7790877796,876000]
[null,107263,"300MW | 700MW | 100MW","North Komelik, AZ",17,100,300,700,2800,100,600460.08375986898,600460.08375986898,227666.84825621301,212139.166048771,291067.59844757197,2616493.9627247597,875999.99999999895]
[null,107343,"300MW | 750MW | 125MW","North Komelik, AZ",17,100,300,749.99999999999898,2999.99999999999,125,600460.08375986898,600460.08375986898,227666.84825621301,212330.999309704,290875.76518664003,2614769.5159922596,876000]
[null,107418,"300MW | 850MW | 0MW","North Komelik, AZ",12,100,300,850,3400,0,616776.933862039,616776.933862039,242715.98597098899,226559.87252916201,0,-2.5748729814978302E-13,600620.820420212]
[null,107535,"300MW | 950MW | 0MW","North Komelik, AZ",9,100,300,950,3800,0,626567.04392334097,626567.04392334097,251788.055075429,235289.842627112,0,-3.1936409072841303E-13,610068.831475024]
[null,107662,"350MW | 0MW | 0MW","North Komelik, AZ",16,100,350,0,0,0,704344.02941035305,379641.43185218022,0,0,0,0,379641.43185218022]
[null,107681,"350MW | 0MW | 100MW","North Komelik, AZ",15,100,350,0,0,100,708151.29443419306,379569.09381672752,0,0,496185.03694382298,4460356.1525991,875754.1307605505]
[null,107808,"350MW | 100MW | 125MW","North Komelik, AZ",2,100,350,100,400.00000000000102,125,757645.73974411003,524096.25886642002,141892.504666664,130841.508043086,362954.737757158,3262709.0241204198,876000]
[null,107935,"350MW | 200MW | 125MW","North Komelik, AZ",9,100,350,199.99999999999901,799.99999999999795,125,730994.88457723195,612573.71327572037,231631.98575887701,213746.21497784599,281276.75235845102,2528481.1099758199,875964.69485314039]
[null,108052,"350MW | 300MW | 125MW","North Komelik, AZ",6,100,350,299.99999999999898,1199.99999999999,125,742416.67964875104,702326.17894771846,321083.83640222502,296410.23182652699,198073.47027942201,1780541.84638281,875726.04465144244]
[null,108081,"350MW | 350MW | 0MW","North Komelik, AZ",15,100,350,349.99999999999898,1399.99999999999,0,708151.29443419306,678408.94006795692,298571.34055975499,275936.62570757797,0,-8.0839035465629595E-14,655774.22521577985]
[null,108198,"350MW | 450MW | 0MW","North Komelik, AZ",12,100,350,449.99999999999898,1799.99999999999,0,719573.08950571204,705181.62771559763,325094.47085906297,300706.219839742,0,-1.9261646722057399E-13,680793.37669627671]
[null,108325,"350MW | 550MW | 0MW","North Komelik, AZ",19,100,350,550,2200,0,692922.23433883395,685993.01199544547,307249.54351765302,284708.37515932397,0,-2.6946345155209796E-13,663451.84363711649]
[null,108452,"350MW | 650MW | 100MW","North Komelik, AZ",6,100,350,649.99999999999898,2599.99999999999,100,742416.67964875104,724598.67933718092,343167.71885964897,318070.23651388497,176413.46559206501,1585833.5662467501,875914.66258348199]
[null,108471,"350MW | 650MW | 125MW","North Komelik, AZ",5,100,350,649.99999999999898,2599.99999999999,125,746223.94467259105,727301.28564859799,345608.81507911801,320310.92761410901,173996.60181641101,1564107.6527082601,876000]
[null,108598,"350MW | 750MW | 125MW","North Komelik, AZ",12,100,350,749.99999999999898,2999.99999999999,125,719573.08950571204,708436.73519392195,328025.62356069399,304553.879890838,191035.00847593401,1717271.00169271,876000]
[null,108725,"350MW | 850MW | 125MW","North Komelik, AZ",19,100,350,850,3400,125,692922.23433883395,687857.07390969386,308864.21324527398,287344.87087433098,209662.26846124901,1884717.0298787099,875999.99999999988]
[null,108774,"350MW | 900MW | 125MW","North Komelik, AZ",8,100,350,899.99999999999898,3599.99999999999,125,734802.14960107103,720106.1066090496,339228.69623224001,315415.73684470699,179424.54634201899,1612901.0744323099,875717.69356353558]
[null,108870,"350MW | 1000MW | 100MW","North Komelik, AZ",4,100,350,1000,4000.00000000001,100,750031.20969643001,731274.880126982,349409.08955545397,325144.89553717797,168989.313891294,1519095.6393630099,876000]
[null,108987,"400MW | 50MW | 100MW","North Komelik, AZ",1,100,400,49.999999999999901,199.99999999999901,100,870232.00544908503,460352.7308825659,74320.911048910304,68537.888617749006,421231.27947007102,3786574.3405403099,875800.98792147567]
[null,109114,"400MW | 150MW | 100MW","North Komelik, AZ",8,100,400,149.99999999999901,599.99999999999898,100,839773.88525836705,575946.54017009796,190649.496578719,175742.592160042,314960.36424857902,2831273.2023397498,876000]
[null,109143,"400MW | 150MW | 125MW","North Komelik, AZ",17,100,400,149.99999999999901,599.99999999999898,125,800613.44501315895,540414.07538388239,156847.36952182101,144703.32916864101,347340.43476114603,3122347.37019837,875610.46979184845]
[null,109260,"400MW | 250MW | 125MW","North Komelik, AZ",14,100,400,250,1000,125,813666.92509489495,652291.645233877,267863.48977644503,247159.91077829199,244411.93376427601,2197092.1961872098,876000]
[null,109387,"400MW | 400MW | 0MW","North Komelik, AZ",1,100,400,400,1600,0,870232.00544908503,793651.58896956546,407645.68262590299,376258.99771751498,0,-1.1177743175494399E-13,762264.90406117751]
[null,109504,"400MW | 450MW | 125MW","North Komelik, AZ",18,100,400,449.99999999999898,1799.99999999999,125,796262.28498591296,749042.48373438907,365252.02233596699,337548.08770449797,154661.45089708001,1390298.1805491201,876000]
[null,109533,"400MW | 500MW | 100MW","North Komelik, AZ",7,100,400,499.99999999999898,1999.99999999999,100,844125.04528561304,783150.32980172103,397714.03992690798,367540.64384787797,123023.066277309,1105891.2496866202,876000]
[null,109660,"400MW | 600MW | 100MW","North Komelik, AZ",14,100,400,599.99999999999898,2399.99999999999,100,813666.92509489495,767984.39680740703,383556.241349975,354940.075052467,136631.769490101,1228223.9654773602,876000]
[null,109777,"400MW | 700MW | 100MW","North Komelik, AZ",11,100,400,700,2800,100,826720.40517663094,775937.43629348208,391066.377065762,362215.520987069,128913.41978521099,1158841.40447519,876000]
[null,109904,"400MW | 800MW | 100MW","North Komelik, AZ",18,100,400,799.99999999999898,3199.99999999999,100,796262.28498591296,758485.76422379399,374695.30282537203,347578.73858127801,144630.8000203,1300129.6506224801,876000]
[null,109933,"400MW | 850MW | 0MW","North Komelik, AZ",7,100,400,850,3400,0,844125.04528561304,786724.54220619134,401201.29502660001,372091.75136612298,0,-2.7145947711915099E-13,757614.9985457143]
[null,110050,"400MW | 950MW | 0MW","North Komelik, AZ",4,100,400,950,3800,0,857178.52536734904,794604.49301553261,408493.13866603601,379166.36859048199,0,0,765277.72293997859]
[null,110177,"500MW | 0MW | 0MW","North Komelik, AZ",11,100,500,0,0,0,1033400.50647078,390625.39144595485,0,0,0,0,390625.39144595485]
[null,110294,"500MW | 100MW | 0MW","North Komelik, AZ",8,100,500,100,400.00000000000102,0,1049717.35657295,521709.52621675615,130769.76488963301,120547.536491484,0,-1.2774563629136499E-13,511487.29781860713]
[null,110377,"500MW | 150MW | 100MW","North Komelik, AZ",11,100,500,149.99999999999901,599.99999999999898,100,1033400.50647078,573537.28109128284,183350.24791168299,168978.605089652,316671.238941508,2846652.7682169001,875836.87721075979]
[null,110449,"500MW | 200MW | 125MW","North Komelik, AZ",3,100,500,199.99999999999901,799.99999999999795,125,1076912.10674324,674146.97882126831,283050.67292773601,260664.277845231,224088.50384122701,2014398.7875799399,875849.08757999027]
[null,110566,"500MW | 300MW | 100MW","North Komelik, AZ",20,100,500,299.99999999999898,1199.99999999999,100,984449.95616427797,679172.74762063299,289939.29779450101,266280.93493453198,220485.61523933601,1982011.34107096,876000]
[null,110693,"500MW | 400MW | 125MW","North Komelik, AZ",7,100,500,400,1600,125,1055156.3066070101,844125.04528560815,453776.96464111202,418451.21668953099,66737.6800040745,599925.026860627,875536.9773381016]
[null,110722,"500MW | 450MW | 0MW","North Komelik, AZ",16,100,500,449.99999999999898,1799.99999999999,0,1006205.7563005,826094.92592271045,436219.75865511497,402556.21586504497,0,-1.3572973855957499E-13,792431.38313264051]
[null,110839,"500MW | 550MW | 0MW","North Komelik, AZ",13,100,500,550,2200,0,1022522.60640267,842558.62767580012,452730.46717890201,418107.80242156098,0,-1.3572973855957499E-13,807935.96291845909]
[null,110966,"500MW | 650MW | 0MW","North Komelik, AZ",20,100,500,649.99999999999898,2599.99999999999,0,984449.95616427797,832844.66291497916,444074.58254811401,408085.39690785599,0,-2.09582684540521E-13,796855.47727472114]
[null,111083,"500MW | 750MW | 0MW","North Komelik, AZ",17,100,500,749.99999999999898,2999.99999999999,0,1000766.80626644,840644.11726380954,451284.49850209203,417574.08669227001,0,-2.5549127258272999E-13,806933.70545398747]
[null,111112,"500MW | 750MW | 125MW","North Komelik, AZ",6,100,500,749.99999999999898,2999.99999999999,125,1060595.2566410699,857905.4866103034,466984.35729596799,431937.54015611502,53141.330529549603,477703.36252928001,876000]
[null,111239,"500MW | 850MW | 125MW","North Komelik, AZ",13,100,500,850,3400,125,1022522.60640267,848693.76331421616,458899.627989128,424934.42993256502,60955.055839732697,547943.28346010903,875683.62109738588]
[null,111356,"500MW | 950MW | 125MW","North Komelik, AZ",10,100,500,950,3800,125,1038839.4565048401,853926.03324697842,463782.91094231303,429788.78496412601,55741.975245526497,501081.33807461103,875673.88251431787]
[null,111483,"550MW | 0MW | 125MW","North Komelik, AZ",17,100,550,0,0,125,1100843.48689309,391711.919372242,0,0,484288.080627758,4353410.8431871003,876000]
[null,111502,"550MW | 50MW | 0MW","North Komelik, AZ",16,100,550,49.999999999999901,199.99999999999901,0,1106826.33193055,447157.83809994225,55462.282856696402,51201.674144210898,0,-6.3872818145682611E-14,442897.22938745673]
[null,111629,"550MW | 150MW | 100MW","North Komelik, AZ",3,100,550,149.99999999999901,599.99999999999898,100,1184603.3174175599,608511.38096671307,215360.76661492299,198324.57146151099,284524.81418669899,2557678.9121685,876000]
[null,111756,"550MW | 250MW | 100MW","North Komelik, AZ",10,100,550,250,1000,100,1142723.4021553299,701632.16892337264,309593.47421925003,285155.35424419399,198383.933122163,1783332.6900150601,875577.98207047954]
[null,111808,"550MW | 300MW | 100MW","North Komelik, AZ",2,100,550,299.99999999999898,1199.99999999999,100,1190586.16245503,817932.69360660552,424837.59839278099,391274.29534433299,91478.875079878897,822331.05175555509,875848.26563803642]
[null,111901,"550MW | 350MW | 125MW","North Komelik, AZ",15,100,550,349.99999999999898,1399.99999999999,125,1112809.1769680099,774259.21560650202,382324.54815573402,352445.70332732599,131619.62922190601,1183168.3329644799,876000]
[null,112028,"550MW | 500MW | 0MW","North Komelik, AZ",2,100,550,499.99999999999898,1999.99999999999,0,1190586.16245503,876271.41556690203,483387.04499077599,445894.72020141501,0,-1.1177743175494399E-13,838779.09077754105]
[null,112145,"550MW | 550MW | 125MW","North Komelik, AZ",19,100,550,550,2200,125,1088877.79681816,853680.19270543742,462246.01223365701,426772.91452251998,57744.0262535496,519078.37520103401,875951.12124785001]
[null,112174,"550MW | 600MW | 100MW","North Komelik, AZ",8,100,550,599.99999999999898,2399.99999999999,100,1154689.0922302499,871790.26463383855,479277.01368165202,442545.14868670801,40792.340377063803,366694.58535153902,875850.74001595832]
[null,112291,"550MW | 700MW | 100MW","North Komelik, AZ",5,100,550,700,2800,100,1172637.62734264,877132.94525229465,484260.23706726701,447489.38533942797,35552.952985638403,319596.16027379996,875915.04651009408]
[null,112418,"550MW | 800MW | 100MW","North Komelik, AZ",12,100,550,799.99999999999898,3199.99999999999,100,1130757.7120804,870217.27236906206,477962.48805831303,442135.11200218002,41610.103687071001,374045.70507418702,876000]
[null,112545,"550MW | 900MW | 100MW","North Komelik, AZ",19,100,550,899.99999999999898,3599.99999999999,100,1088877.79681816,861302.33728316473,470311.96489476098,435536.42379726301,48980.516978806503,440300.56127758598,875507.31316447328]
[null,112662,"550MW | 1000MW | 100MW","North Komelik, AZ",16,100,550,1000,4000.00000000001,100,1106826.33193055,866645.01790162071,475134.68803677801,440332.87062182801,43842.346086629899,394112.00167654199,875685.54657330061]
[null,112691,"600MW | 0MW | 0MW","North Komelik, AZ",5,100,600,0,0,0,1279241.04801015,394006.2427871261,0,0,0,0,394006.2427871261]
[null,112808,"600MW | 100MW | 0MW","North Komelik, AZ",2,100,600,100,400.00000000000102,0,1298821.26813276,541608.46881136112,147340.041648474,135719.72741681701,0,-9.7805252785576604E-14,529988.15457970416]
[null,112935,"600MW | 200MW | 0MW","North Komelik, AZ",9,100,600,199.99999999999901,799.99999999999795,0,1253134.0878466801,650376.59159242688,255800.34738226701,235608.83741160799,0,-1.5968204536420601E-13,630185.08162176784]
[null,112964,"600MW | 200MW | 100MW","North Komelik, AZ",18,100,600,199.99999999999901,799.99999999999795,100,1194393.4274788699,601974.28744935058,209216.735630057,192879.08640100001,289812.85615339398,2605214.7078197002,875449.49437368754]
[null,113081,"600MW | 300MW | 100MW","North Komelik, AZ",15,100,600,299.99999999999898,1199.99999999999,100,1213973.6476014699,727170.21491328045,333722.28649414302,307475.91263557097,174905.43682341001,1572277.44323668,875829.27787811845]
[null,113208,"600MW | 400MW | 125MW","North Komelik, AZ",2,100,600,400,1600,125,1298821.26813276,883198.46233027673,488724.82011849602,450260.19381258899,30852.1390678184,277339.13372234005,875585.97509218811]
[null,113301,"600MW | 500MW | 0MW","North Komelik, AZ",15,100,600,499.99999999999898,1999.99999999999,0,1213973.6476014699,872847.05262545682,478890.40065530402,441726.54070041201,0,-1.2774563629136499E-13,835683.19267056487]
[null,113353,"600MW | 550MW | 0MW","North Komelik, AZ",7,100,600,550,2200,0,1266187.5679284099,885065.10998195852,491199.72426229599,452777.70902002201,0,-2.9541178392378198E-13,846643.0947396846]
[null,113480,"600MW | 650MW | 0MW","North Komelik, AZ",14,100,600,649.99999999999898,2599.99999999999,0,1220500.38764234,879980.77949012723,486665.42233802797,449295.13497042097,0,-1.99602556705258E-13,842610.49212252023]
[null,113597,"600MW | 750MW | 0MW","North Komelik, AZ",11,100,600,749.99999999999898,2999.99999999999,0,1240080.60776494,885417.5539441671,491422.38660176302,453914.56338541402,0,-6.7864869279787798E-14,847909.7307278181]
[null,113724,"600MW | 850MW | 0MW","North Komelik, AZ",18,100,600,850,3400,0,1194393.4274788699,879073.56262444821,485623.030468727,449289.56973773701,0,-1.4396334402366702E-13,842740.10189345828]
[null,113753,"600MW | 850MW | 125MW","North Komelik, AZ",7,100,600,850,3400,125,1266187.5679284099,890817.98788164533,496398.25431041297,458688.50122655998,22891.765202207702,205780.94493220598,876000]
[null,113870,"600MW | 950MW | 125MW","North Komelik, AZ",4,100,600,950,3800,125,1285767.7880510199,894894.38048350974,500379.554000412,462594.31823371502,18703.352723508699,168130.04863743702,875812.49744032149]
[null,113997,"650MW | 0MW | 125MW","North Komelik, AZ",11,100,650,0,0,125,1343420.65841202,394965.67357313388,0,0,480503.988955974,4319394.5079219304,875469.66252910788]
[null,114124,"650MW | 100MW | 125MW","North Komelik, AZ",18,100,650,100,400.00000000000102,125,1293926.2131021,500528.17790637974,105709.443610345,97527.516193702293,383653.74951026298,3448778.6504726098,876000]
[null,114143,"650MW | 150MW | 0MW","North Komelik, AZ",17,100,650,149.99999999999901,599.99999999999898,0,1300996.8481463799,556826.65100665053,161833.43043689599,149207.822915347,0,-2.7145947711915099E-13,544201.04348510155]
[null,114270,"650MW | 250MW | 100MW","North Komelik, AZ",4,100,650,250,1000,100,1392915.10372194,747930.12434142199,351803.19632656698,323859.471326767,156013.60065837801,1402453.06039836,876000]
[null,114387,"650MW | 350MW | 100MW","North Komelik, AZ",1,100,650,349.99999999999898,1399.99999999999,100,1414127.0088547601,875344.61848109635,479590.98816694802,441565.81817090401,38044.357084891599,341992.13914321602,875363.80556994397]
[null,114514,"650MW | 450MW | 100MW","North Komelik, AZ",8,100,650,449.99999999999898,1799.99999999999,100,1364632.5635448401,888099.36258403701,492328.60749566701,453671.79601323098,26557.448898399001,238732.875382378,876000]
[null,114543,"650MW | 450MW | 125MW","North Komelik, AZ",17,100,650,449.99999999999898,1799.99999999999,125,1300996.8481463799,853223.09153247694,458304.791804643,422479.60604154499,58602.094230620998,526791.80566732201,876000]
[null,114660,"650MW | 550MW | 125MW","North Komelik, AZ",14,100,650,550,2200,125,1322208.7532792001,887202.07345034322,492217.89659381,453895.53522527998,26891.730354629399,241737.83167687,875771.44243644259]
[null,114732,"650MW | 650MW | 0MW","North Komelik, AZ",6,100,650,649.99999999999898,2599.99999999999,0,1378773.83363339,898960.53952897037,502908.92546680599,463393.39832539798,0,-6.4122321341564202E-14,859445.01238756231]
[null,114903,"650MW | 750MW | 125MW","North Komelik, AZ",17,100,650,749.99999999999898,2999.99999999999,125,1300996.8481463799,889881.84413212375,495139.07471285498,456938.626926189,24143.073345977002,217029.329228991,875824.46969143476]
[null,114932,"650MW | 800MW | 100MW","North Komelik, AZ",6,100,650,799.99999999999898,3199.99999999999,100,1378773.83363339,901509.40611423273,505559.530309533,466116.33181514399,13933.792380156199,125255.039842938,875999.99999999988]
[null,115059,"650MW | 900MW | 100MW","North Komelik, AZ",13,100,650,899.99999999999898,3599.99999999999,100,1329279.38832347,895934.30773001874,500750.33878427302,462431.06201947201,18260.767874778401,164151.52065674501,875875.7988399961]
[null,115176,"650MW | 1000MW | 100MW","North Komelik, AZ",10,100,650,1000,4000.00000000001,100,1350491.2934562999,900370.79086058505,504782.69554790598,466372.13109857799,14039.773588742901,126207.736721287,876000]
[null,115303,"700MW | 50MW | 100MW","North Komelik, AZ",17,100,700,49.999999999999901,199.99999999999901,100,1401073.52877302,450701.60435513983,54473.191014153999,50276.354411903201,429495.23224711098,3860861.4912389503,876000]
[null,115332,"700MW | 100MW | 0MW","North Komelik, AZ",6,100,700,100,400.00000000000102,0,1484833.3592975,534540.00934709993,137513.68423477199,126686.29803513001,0,-1.83634352168837E-13,523712.62314745795]
[null,115449,"700MW | 200MW | 0MW","North Komelik, AZ",3,100,700,199.99999999999901,799.99999999999795,0,1507676.94944054,685993.0119954457,288684.71824366599,265754.527304288,0,-1.7565024990062698E-13,663062.82105606771]
[null,115576,"700MW | 300MW | 0MW","North Komelik, AZ",10,100,700,299.99999999999898,1199.99999999999,0,1454375.2391067799,772273.25196570018,375663.29839323898,345934.982218238,0,-1.5968204536420601E-13,742544.93579069921]
[null,115693,"700MW | 400MW | 0MW","North Komelik, AZ",7,100,700,400,1600,0,1477218.82924982,881899.64106214233,485378.27808844502,446971.76894529501,0,-1.5968204536420601E-13,843493.13191899238]
[null,115722,"700MW | 400MW | 100MW","North Komelik, AZ",16,100,700,400,1600,100,1408688.0588207,828308.57858657162,432679.086721014,398616.147517187,81060.911679932498,728680.85336441698,875306.55106267706]
[null,115849,"700MW | 500MW | 125MW","North Komelik, AZ",3,100,700,499.99999999999898,1999.99999999999,125,1507676.94944054,900926.24347636942,503442.32715722697,463559.80865280499,14956.2750280526,134446.44310967301,876000]
[null,115966,"700MW | 600MW | 100MW","North Komelik, AZ",20,100,700,599.99999999999898,2399.99999999999,100,1378229.93862998,888958.3104163371,493631.66274893901,453104.25046111102,26952.717866655999,242286.06671873,875383.61599516519]
[null,115995,"700MW | 650MW | 0MW","North Komelik, AZ",9,100,700,649.99999999999898,2599.99999999999,0,1461989.7691544599,902047.6875683018,505510.43033245002,465805.86087431898,0,-6.3872818145682611E-14,862343.11811017082]
[null,116122,"700MW | 750MW | 0MW","North Komelik, AZ",16,100,700,749.99999999999898,2999.99999999999,0,1408688.0588207,898742.98152760649,502987.11284580099,463962.254658919,0,-2.4052108082983601E-13,859718.1233407245]
[null,116260,"700MW | 850MW | 100MW","North Komelik, AZ",14,100,700,850,3400,100,1423917.1189160601,902763.45339278213,506807.037358017,467442.688022074,12047.9172251689,108302.342312211,875447.02128200803]
[null,116365,"700MW | 950MW | 0MW","North Komelik, AZ",19,100,700,950,3800,0,1385844.46867766,899413.06017180136,503734.26300357602,465073.33818045899,0,-1.5968204536420601E-13,860752.13534868439]
[null,116482,"750MW | 0MW | 0MW","North Komelik, AZ",16,100,750,0,0,0,1509308.63445075,396948.17086054728,0,0,0,0,396948.17086054728]
[null,116511,"750MW | 0MW | 125MW","North Komelik, AZ",5,100,750,0,0,125,1599051.31001269,398163.77619315998,0,0,477538.29985000601,4292735.0388416601,875702.07604316599]
[null,116638,"750MW | 100MW | 125MW","North Komelik, AZ",12,100,750,100,400.00000000000102,125,1541942.33465509,519634.56677876541,121954.675813582,112406.14378627601,365736.15631005203,3287712.0299179503,875822.1910615114]
[null,116755,"750MW | 200MW | 125MW","North Komelik, AZ",9,100,750,199.99999999999901,799.99999999999795,125,1566417.60980835,656053.66883896699,257934.23140244,237538.27697398001,240342.285589493,2160508.9078496299,876000]
[null,116784,"750MW | 250MW | 0MW","North Komelik, AZ",18,100,750,250,1000,0,1492991.7843485801,659902.3686820725,262981.824896687,242367.889365665,0,-7.9841022682103308E-14,639288.43315105047]
[null,116901,"750MW | 350MW | 0MW","North Komelik, AZ",15,100,750,349.99999999999898,1399.99999999999,0,1517467.05950184,790600.33800045867,393173.63531196001,362185.372962842,0,0,759612.07565134065]
[null,117028,"750MW | 450MW | 100MW","North Komelik, AZ",2,100,750,449.99999999999898,1799.99999999999,100,1623526.58516595,902110.60979296197,503399.55434961,463340.77135198301,13948.1732046651,125384.313388696,876000]
[null,117155,"750MW | 550MW | 100MW","North Komelik, AZ",9,100,750,550,2200,100,1566417.60980835,901908.86279934249,503789.42536281602,464028.47463093599,13852.087932537501,124520.574051959,876000]
[null,117174,"750MW | 550MW | 125MW","North Komelik, AZ",8,100,750,550,2200,125,1574576.03485943,902232.06797445333,504478.69326706399,464614.70848462603,13179.064216507601,118470.561961452,875547.1474085229]
[null,117301,"750MW | 650MW | 125MW","North Komelik, AZ",15,100,750,649.99999999999898,2599.99999999999,125,1517467.05950184,901062.78982216469,503470.69851685502,464116.59993982001,14291.308754870301,128468.861790155,876000]
[null,117428,"750MW | 800MW | 0MW","North Komelik, AZ",2,100,750,799.99999999999898,3199.99999999999,0,1623526.58516595,914045.46744842979,514689.05812557199,473737.88841040799,0,-1.936144800041E-13,873094.29773326579]
[null,117545,"750MW | 850MW | 125MW","North Komelik, AZ",19,100,750,850,3400,125,1484833.3592975,903536.10220357473,506307.55359099503,467186.64364620799,11584.8077412123,104139.31222808,876000]
[null,117574,"750MW | 900MW | 100MW","North Komelik, AZ",8,100,750,899.99999999999898,3599.99999999999,100,1574576.03485943,911679.52418360999,513931.10623175302,473475.42543338903,4318.3472677444597,38818.919093935299,875542.19065299048]
[null,117691,"750MW | 1000MW | 100MW","North Komelik, AZ",5,100,750,1000,4000.00000000001,100,1599051.31001269,914657.34932725865,516252.20808956103,475423.60985952598,2114.6899904802799,19009.582731424402,875943.44108770392]
[null,117817,"800MW | 50MW | 100MW","North Komelik, AZ",11,100,800,49.999999999999901,199.99999999999901,100,1653440.81035326,461309.98608855967,62562.898554496998,57687.354177600202,419304.31847725803,3769252.3100876203,875738.76018892089]
[null,117944,"800MW | 150MW | 100MW","North Komelik, AZ",18,100,800,149.99999999999901,599.99999999999898,100,1592524.5699718201,557383.59949013696,159024.020628022,146602.56786017699,331003.24711028999,2975487.48924853,875965.39383258193]
[null,117963,"800MW | 150MW | 125MW","North Komelik, AZ",17,100,800,149.99999999999901,599.99999999999898,125,1601226.89002631,561449.610036453,162965.59091065,150218.354705098,327297.62616909901,2942176.5509218797,876000]
[null,118090,"800MW | 300MW | 0MW","North Komelik, AZ",4,100,800,299.99999999999898,1199.99999999999,0,1714357.0507346899,824605.74140338588,424366.53626188898,390601.491599095,0,0,790840.6967405919]
[null,118207,"800MW | 400MW | 0MW","North Komelik, AZ",1,100,800,400,1600,0,1740464.0108981701,901560.35764525225,502284.55177118903,462224.55813134997,0,-6.3872818145682611E-14,861500.36400541314]
[null,118334,"800MW | 500MW | 0MW","North Komelik, AZ",8,100,800,499.99999999999898,1999.99999999999,0,1679547.7705167299,903596.70053800079,503687.06452446,463752.52550185402,0,-1.5968204536420601E-13,863662.16151539481]
[null,118363,"800MW | 500MW | 100MW","North Komelik, AZ",17,100,800,499.99999999999898,1999.99999999999,100,1601226.89002631,887074.78746740066,488590.76834159798,450169.52374221501,27346.457131982301,245825.50709652802,876000]
[null,118480,"800MW | 600MW | 100MW","North Komelik, AZ",14,100,800,599.99999999999898,2399.99999999999,100,1627333.8501897899,902820.1249146784,504070.96306605299,464434.13485360099,12816.7032977736,115213.190954676,876000]
[null,118607,"800MW | 700MW | 125MW","North Komelik, AZ",1,100,800,700,2800,125,1740464.0108981701,913482.67145425244,513655.23899169499,472685.51648132398,3487.0510561186002,31346.148058766899,876000]
[null,118734,"800MW | 800MW | 125MW","North Komelik, AZ",8,100,800,799.99999999999898,3199.99999999999,125,1679547.7705167299,911994.43939058413,513129.08900764998,472580.18547317397,4160.0392645045904,37395.8409604111,875605.57512061275]
[null,118753,"800MW | 850MW | 0MW","North Komelik, AZ",7,100,800,850,3400,0,1688250.09057122,913343.29899903014,514226.870193368,473556.170039271,0,-8.9821150517366199E-15,872672.59884493309]
[null,118880,"800MW | 950MW | 0MW","North Komelik, AZ",14,100,800,950,3800,0,1627333.8501897899,911306.9561062823,512994.92497000098,472949.67427326803,0,-2.3952306804631E-13,871261.70540954941]
[null,118997,"850MW | 0MW | 0MW","North Komelik, AZ",11,100,850,0,0,0,1756780.86100034,400546.03630807746,0,0,0,0,400546.03630807746]
[null,119124,"850MW | 100MW | 0MW","North Komelik, AZ",18,100,850,100,400.00000000000102,0,1692057.3555950599,505925.14932292298,106378.58380342599,98107.274186719398,0,-1.19761534023155E-13,497653.83970621636]
[null,119184,"850MW | 150MW | 0MW","North Komelik, AZ",18,100,850,149.99999999999901,599.99999999999898,0,1692057.3555950599,558378.92734636972,159241.359434657,146798.09816743399,0,-1.19761534023155E-13,545935.66607914667]
[null,119269,"850MW | 200MW | 125MW","North Komelik, AZ",3,100,850,199.99999999999901,799.99999999999795,125,1830750.5814635099,690192.96921174321,290315.251741076,267235.564109892,208131.41335277501,1870955.7140521002,875244.69493333425]
[null,119396,"850MW | 300MW | 125MW","North Komelik, AZ",10,100,850,299.99999999999898,1199.99999999999,125,1766027.0760582299,778696.24705616594,378634.16508605599,348646.265367435,127291.652662455,1144262.8532786001,876000]
[null,119425,"850MW | 350MW | 0MW","North Komelik, AZ",19,100,850,349.99999999999898,1399.99999999999,0,1682811.14053716,758947.82438225928,358850.25563278701,330690.47479860001,0,0,730788.04354807222]
[null,119542,"850MW | 450MW | 0MW","North Komelik, AZ",16,100,850,449.99999999999898,1799.99999999999,0,1710549.78571085,872380.39071253361,473243.61059216101,435961.34351124102,0,-9.5809227218524004E-14,835098.12363161356]
[null,119669,"850MW | 550MW | 100MW","North Komelik, AZ",3,100,850,550,2200,100,1830750.5814635099,909374.48422353074,508741.46168619901,468234.68045464001,7132.2970080282103,64114.357494267999,876000]
[null,119786,"850MW | 650MW | 0MW","North Komelik, AZ",20,100,850,649.99999999999898,2599.99999999999,0,1673564.9254792701,903725.0597588059,503793.35558974202,461950.96168709802,0,-1.5968204536420599E-14,861882.66585616185]
[null,119815,"850MW | 650MW | 125MW","North Komelik, AZ",9,100,850,649.99999999999898,2599.99999999999,125,1775273.2911161301,908939.92505145865,509273.93425279501,469002.30404492898,6852.0270614963601,61594.926863909204,875520.32190508896]
[null,119942,"850MW | 750MW | 125MW","North Komelik, AZ",16,100,850,749.99999999999898,2999.99999999999,125,1710549.78571085,907999.68453828467,508448.83972484898,468652.30345875898,7796.8517278053296,70088.239236760404,876000]
[null,120059,"850MW | 850MW | 125MW","North Komelik, AZ",13,100,850,850,3400,125,1738288.4308845401,912039.77876822045,512232.38059624098,472061.42828725401,4131.1735407664501,37136.358310011805,876000]
[null,120186,"850MW | 950MW | 125MW","North Komelik, AZ",20,100,850,950,3800,125,1673564.9254792701,911378.08721931814,512175.16348804801,468893.93274350499,7903.1435252248702,71043.728091303899,876000]
[null,120205,"850MW | 1000MW | 0MW","North Komelik, AZ",19,100,850,1000,4000.00000000001,0,1682811.14053716,910400.82703060366,511815.99710381398,472204.54603505501,0,-1.9161845443704801E-13,870789.37596184469]
[null,120332,"900MW | 50MW | 100MW","North Komelik, AZ",6,100,900,49.999999999999901,199.99999999999901,100,1909071.4619539301,469631.57964066684,69201.327480965207,63777.923426285997,410933.381968414,3694003.4505286603,875141.55755440169]
[null,120459,"900MW | 150MW | 100MW","North Komelik, AZ",13,100,900,149.99999999999901,599.99999999999898,100,1840540.6915248099,579770.31783031486,179147.87219831499,165055.13792611199,310228.29464743898,2788735.2090742202,875905.87820555083]
[null,120576,"900MW | 250MW | 100MW","North Komelik, AZ",10,100,900,250,1000,100,1869911.0217087199,717632.40859988006,316668.34714085702,291602.88419861498,183433.05434236201,1648934.7553998001,876000]
[null,120605,"900MW | 250MW | 125MW","North Komelik, AZ",19,100,900,250,1000,125,1781800.031157,657484.2114969329,257798.270702223,237597.39624192001,238198.11484891101,2141234.3138113101,875481.45188554097]
[null,120787,"900MW | 450MW | 0MW","North Komelik, AZ",1,100,900,449.99999999999898,1799.99999999999,0,1958022.01226044,908522.21368884412,506139.65642716899,465761.51076474698,0,-4.1517331794693701E-13,868144.06802642206]
[null,120848,"900MW | 500MW | 0MW","North Komelik, AZ",2,100,900,499.99999999999898,1999.99999999999,0,1948231.9021991401,909824.29832699872,507640.71036387602,467176.48248756398,0,-1.3772576412662799E-13,869360.07045068662]
[null,120975,"900MW | 600MW | 0MW","North Komelik, AZ",9,100,900,599.99999999999898,2399.99999999999,0,1879701.1317700199,909775.34777668957,508079.673075639,467872.08127090498,0,-2.07586658973468E-13,869567.7559719556]
[null,120994,"900MW | 600MW | 100MW","North Komelik, AZ",8,100,900,599.99999999999898,2399.99999999999,100,1889491.2418313201,908845.28732086485,508485.14867223997,468204.39862122899,6668.0185412069004,59940.819072471197,875232.55581106083]
[null,121121,"900MW | 700MW | 100MW","North Komelik, AZ",15,100,900,700,2800,100,1820960.47140221,908558.8850599234,508011.02963180101,468147.25079111801,7304.8937807596803,65665.881663382999,876000]
[null,121248,"900MW | 800MW | 125MW","North Komelik, AZ",2,100,900,799.99999999999898,3199.99999999999,125,1948231.9021991401,915110.39232872357,513504.81884950201,472591.604132657,1802.8223881214301,16206.111293540001,876000]
[null,121365,"900MW | 900MW | 100MW","North Komelik, AZ",19,100,900,899.99999999999898,3599.99999999999,100,1781800.031157,910468.34374486678,510263.85483569902,470651.29867113498,5144.21241969722,46242.8687043842,876000]
[null,121394,"900MW | 950MW | 0MW","North Komelik, AZ",8,100,900,950,3800,0,1889491.2418313201,914513.76104635885,513766.641388466,473227.86894140602,0,-1.9161845443704801E-13,873974.98859929887]
[null,121521,"950MW | 0MW | 0MW","North Komelik, AZ",15,100,950,0,0,0,1922124.9420356599,401724.11288545304,0,0,0,0,401724.11288545304]
[null,121638,"950MW | 100MW | 0MW","North Komelik, AZ",12,100,950,100,400.00000000000102,0,1953126.95722979,523438.02453758375,122356.225631251,112754.822666576,0,-2.07586658973468E-13,513836.62157290877]
[null,121765,"950MW | 200MW | 0MW","North Komelik, AZ",19,100,950,199.99999999999901,799.99999999999795,0,1880788.92177683,607494.82173391595,207024.96452062199,190821.129835475,0,0,591290.9870487689]
[null,121784,"950MW | 200MW | 100MW","North Komelik, AZ",18,100,950,199.99999999999901,799.99999999999795,100,1891122.92684154,612723.82829665905,212286.89558648999,195648.219037409,279210.70280306,2509908.7707075402,875295.854550638]
[null,121911,"950MW | 300MW | 125MW","North Komelik, AZ",5,100,950,299.99999999999898,1199.99999999999,125,2025464.9926827401,820313.32203650963,418937.68692189897,385613.26853714901,88193.250933770803,792795.59061894601,875182.15458553052]
[null,122038,"950MW | 400MW | 125MW","North Komelik, AZ",12,100,950,400,1600,125,1953126.95722979,869141.49596725649,467874.86900599301,430853.54266088398,43501.826643480599,391050.97024623997,875621.99626562803]
[null,122155,"950MW | 500MW | 125MW","North Komelik, AZ",9,100,950,499.99999999999898,1999.99999999999,125,1984128.9724239099,906746.94039772707,505081.53289621801,465055.439858881,9058.3468132628404,81428.197008463598,875779.19417365291]
[null,122218,"950MW | 550MW | 125MW","North Komelik, AZ",12,100,950,550,2200,125,1953126.95722979,906250.90815462242,505441.17119228002,465525.32452143001,8830.0447829342702,79375.921567231009,875165.10626670672]
[null,122300,"950MW | 650MW | 0MW","North Komelik, AZ",14,100,950,649.99999999999898,2599.99999999999,0,1932458.94710037,908255.70513717388,507417.566527049,467505.66624347202,0,-1.3572973855957499E-13,868343.80485359696]
[null,122427,"950MW | 750MW | 100MW","North Komelik, AZ",1,100,950,749.99999999999898,2999.99999999999,100,2066801.01294157,915181.2999519154,512694.10502694699,471786.76683702099,1726.03823801059,15515.875532948601,876000]
[null,122554,"950MW | 850MW | 100MW","North Komelik, AZ",8,100,950,850,3400,100,1994462.97748862,914547.61522067757,512583.39859813103,472087.62320378999,1948.16017366353,17512.596249113602,876000]
[null,122573,"950MW | 850MW | 125MW","North Komelik, AZ",7,100,950,850,3400,125,2004796.98255333,914187.42404431826,512725.17130324699,472160.52462374303,1797.72666587198,16160.304317523001,875420.50403068634]
[null,122700,"950MW | 950MW | 125MW","North Komelik, AZ",14,100,950,950,3800,125,1932458.94710037,913782.56847194885,512303.84427947999,472262.89417688199,2258.3816306491499,20301.269992394402,876000]
[null,122827,"1000MW | 50MW | 0MW","North Komelik, AZ",1,100,1000,49.999999999999901,199.99999999999901,0,2175580.01362271,478627.60299699614,75865.307742757504,69892.000287136398,0,0,472654.29554137506]
[null,122944,"1000MW | 100MW | 125MW","North Komelik, AZ",18,100,1000,100,400.00000000000102,125,1990655.7124647801,507617.20667851891,106521.154600947,98225.175135898404,375839.173694611,3378531.08409297,875160.40090808133]
[null,122973,"1000MW | 150MW | 100MW","North Komelik, AZ",7,100,1000,149.99999999999901,599.99999999999898,100,2110312.6132140299,605659.71999242669,203190.63415834401,187102.067948866,286110.41028667398,2571932.3111899998,875681.56406962266]
[null,123090,"1000MW | 250MW | 100MW","North Komelik, AZ",4,100,1000,250,1000,100,2142946.3134183702,760004.26305827708,357000.609209202,328595.72443913599,144400.62171178899,1298060.50875378,876000]
[null,123217,"1000MW | 350MW | 100MW","North Komelik, AZ",11,100,1000,349.99999999999898,1399.99999999999,100,2066801.01294157,834903.84996703546,432416.655042067,398166.50860449299,75346.296470538597,677310.46286261303,876000]
[null,123246,"1000MW | 350MW | 125MW","North Komelik, AZ",20,100,1000,349.99999999999898,1399.99999999999,125,1968899.9123285499,752119.76650950615,351290.43484021502,322403.39773190097,151827.71501742501,1364824.8786061399,875060.44441861706]
[null,123363,"1000MW | 450MW | 125MW","North Komelik, AZ",17,100,1000,449.99999999999898,1799.99999999999,125,2001533.6125328899,870667.12145180721,468737.080074422,431832.622876585,42150.110373763397,378899.98718287097,875912.77462773351]
[null,123490,"1000MW | 600MW | 0MW","North Komelik, AZ",4,100,1000,599.99999999999898,2399.99999999999,0,2142946.3134183702,912895.12951622577,509720.520678834,469168.541656474,0,-9.9801278352629198E-16,872343.15049386583]
[null,123607,"1000MW | 700MW | 0MW","North Komelik, AZ",1,100,1000,700,2800,0,2175580.01362271,915919.18573516095,511777.15253044502,470938.33818626998,0,-1.9161845443704801E-13,875080.37139098591]
[null,123649,"1000MW | 700MW | 125MW","North Komelik, AZ",3,100,1000,700,2800,125,2153824.2134864801,914637.05652027251,511562.27958571102,470835.61984576599,2089.6032196726101,18784.070222603001,876000.00000000012]
[null,123762,"1000MW | 800MW | 100MW","North Komelik, AZ",16,100,1000,799.99999999999898,3199.99999999999,100,2012411.51260101,911622.4152082575,509736.01502387802,469873.43990709702,4028.6082994056301,36214.3685858471,875788.44839088211]
[null,123879,"1000MW | 900MW | 100MW","North Komelik, AZ",13,100,1000,899.99999999999898,3599.99999999999,100,2045045.2128053501,914023.51567993138,511689.59462122701,471588.71346087602,2077.3654804195398,18674.061513135301,876000]
[null,124006,"1000MW | 1000MW | 100MW","North Komelik, AZ",20,100,1000,1000,4000.00000000001,100,1968899.9123285499,915291.58038124349,513522.69313057,469992.44297747599,4238.6697718504602,38102.674180095302,876000]
[null,124035,"0MW | 0MW | 100MW","Trinidad, CO",9,100,0,0,0,100,0,0,0,0,876000,7874626.7999999905,876000]
[null,124152,"0MW | 150MW | 100MW","Trinidad, CO",6,100,0,149.99999999999901,599.99999999999898,100,0,0,0,575.499782797526,875424.500217202,7869453.4598024907,875999.99999999953]
[null,124279,"0MW | 300MW | 100MW","Trinidad, CO",13,100,0,299.99999999999898,1199.99999999999,100,0,0,0,1150.9995655950499,874849.00043440401,7864280.1196049899,875999.99999999907]
[null,124396,"0MW | 450MW | 100MW","Trinidad, CO",10,100,0,449.99999999999898,1799.99999999999,100,0,0,0,1726.49934839257,874273.50065160706,7859106.77940749,875999.99999999965]
[null,124425,"0MW | 450MW | 125MW","Trinidad, CO",19,100,0,449.99999999999898,1799.99999999999,125,0,0,0,1726.49934839257,874273.50065160706,7859106.77940749,875999.99999999965]
[null,124552,"0MW | 650MW | 100MW","Trinidad, CO",6,100,0,649.99999999999898,2599.99999999999,100,0,0,0,2493.8323921226101,873506.16760787705,7852208.9924774906,875999.99999999965]
[null,124669,"0MW | 800MW | 100MW","Trinidad, CO",3,100,0,799.99999999999898,3199.99999999999,100,0,0,0,3069.33217492014,872930.66782507906,7847035.6522799898,875999.99999999919]
[null,124796,"0MW | 950MW | 100MW","Trinidad, CO",10,100,0,950,3800,100,0,0,0,3644.8319577176699,872355.16804228199,7841862.3120824806,875999.99999999965]
[null,124825,"0MW | 950MW | 125MW","Trinidad, CO",19,100,0,950,3800,125,0,0,0,3644.8319577176699,872355.16804228199,7841862.3120824806,875999.99999999965]
[null,124942,"50MW | 50MW | 0MW","Trinidad, CO",16,100,50,49.999999999999901,199.99999999999901,0,97194.722896240797,97194.722896240797,0,191.83326093250801,0,0,97386.556157173312]
[null,125069,"50MW | 150MW | 100MW","Trinidad, CO",3,100,50,149.99999999999901,599.99999999999898,100,104024.62234300299,104024.62234300305,0,575.499782797526,771399.87787419802,6934344.9221745301,875999.9999999986]
[null,125177,"50MW | 250MW | 0MW","Trinidad, CO",11,100,50,250,1000,0,99821.607298841904,99821.607298841904,0,959.16630466254503,0,0,100780.77360350445]
[null,125214,"50MW | 250MW | 125MW","Trinidad, CO",8,100,50,250,1000,125,101397.737940402,101397.73794040205,0,959.16630466254503,773643.09575493401,6954509.8806698304,875999.9999999986]
[null,125341,"50MW | 350MW | 125MW","Trinidad, CO",15,100,50,349.99999999999898,1399.99999999999,125,97720.099776760995,97720.099776760995,0,1342.83282652756,776937.06739671098,6984120.3799492503,875999.99999999953]
[null,125458,"50MW | 450MW | 125MW","Trinidad, CO",12,100,50,449.99999999999898,1799.99999999999,125,99296.230418321706,99296.230418321706,0,1726.49934839257,774977.27023328503,6966503.1753080701,875999.9999999993]
[null,125585,"50MW | 550MW | 125MW","Trinidad, CO",19,100,50,550,2200,125,95618.592254680101,95618.592254680058,0,2110.1658702575901,778271.241875062,6996113.67458749,875999.99999999953]
[null,125604,"50MW | 600MW | 0MW","Trinidad, CO",18,100,50,599.99999999999898,2399.99999999999,0,96143.969135200401,96143.969135200401,0,2301.9991311900999,0,0,98445.968266390497]
[null,125731,"50MW | 700MW | 100MW","Trinidad, CO",5,100,50,700,2800,100,102973.868581963,102973.86858196295,0,2685.6656530551199,770340.465764981,6924821.5489011398,875999.99999999907]
[null,125858,"50MW | 800MW | 100MW","Trinidad, CO",12,100,50,799.99999999999898,3199.99999999999,100,99296.230418321706,99296.230418321677,0,3069.33217492013,773634.43740675796,6954432.0481805699,875999.99999999977]
[null,125975,"50MW | 900MW | 100MW","Trinidad, CO",9,100,50,899.99999999999898,3599.99999999999,100,100872.36105988199,100872.36105988202,0,3452.9986967851501,771674.64024333202,6936814.8435393795,875999.99999999919]
[null,126004,"50MW | 900MW | 125MW","Trinidad, CO",18,100,50,899.99999999999898,3599.99999999999,125,96143.969135200401,96143.969135200416,0,3452.9986967851501,776403.03216801398,6979319.7770679295,875999.99999999953]
[null,126131,"100MW | 0MW | 0MW","Trinidad, CO",5,100,100,0,0,0,205947.73716392601,205947.73716392601,0,0,0,0,205947.73716392601]
[null,126248,"100MW | 100MW | 0MW","Trinidad, CO",2,100,100,100,400.00000000000102,0,209099.99844704699,209099.99844704699,0,383.66652186501801,0,0,209483.66496891202]
[null,126277,"100MW | 100MW | 100MW","Trinidad, CO",11,100,100,100,400.00000000000102,100,199643.21459768299,199643.21459768308,0,383.66652186501801,675973.11888045096,6076525.1575520299,875999.99999999907]
[null,126394,"100MW | 200MW | 100MW","Trinidad, CO",8,100,100,199.99999999999901,799.99999999999795,100,202795.475880805,202795.47588080502,0,767.33304373003295,672437.19107546401,6044739.6417346699,875999.99999999907]
[null,126521,"100MW | 300MW | 100MW","Trinidad, CO",15,100,100,299.99999999999898,1199.99999999999,100,195440.19955352199,195440.19955352205,0,1150.9995655950499,679408.80088088196,6107409.5337585192,875999.99999999907]
[null,126573,"100MW | 350MW | 100MW","Trinidad, CO",7,100,100,349.99999999999898,1399.99999999999,100,203846.22964184501,203846.22964184496,0,1342.83282652756,670810.93753162597,6030120.7607530495,875999.99999999849]
[null,126764,"100MW | 500MW | 100MW","Trinidad, CO",18,100,100,499.99999999999898,1999.99999999999,100,192287.93827039999,192287.93827040002,0,1918.3326093250801,681793.72912027396,6128848.3691808702,875999.99999999907]
[null,126793,"100MW | 550MW | 0MW","Trinidad, CO",7,100,100,550,2200,0,203846.22964184501,203846.22964184501,0,2110.1658702575901,0,0,205956.39551210261]
[null,126910,"100MW | 650MW | 0MW","Trinidad, CO",4,100,100,649.99999999999898,2599.99999999999,0,206998.49092496699,206998.49092496699,0,2493.8323921226101,0,0,209492.32331708958]
[null,127037,"100MW | 750MW | 0MW","Trinidad, CO",11,100,100,749.99999999999898,2999.99999999999,0,199643.21459768299,199643.21459768299,0,2877.4989139876302,0,0,202520.71351167062]
[null,127066,"100MW | 750MW | 100MW","Trinidad, CO",20,100,100,749.99999999999898,2999.99999999999,100,190186.43074831899,190186.43074831902,0,0,685813.56925168005,6164983.9180741198,875999.99999999907]
[null,127183,"100MW | 850MW | 100MW","Trinidad, CO",17,100,100,850,3400,100,193338.69203144099,193338.69203144097,0,3261.1654358526498,679400.14253270603,6107331.7012692504,875999.99999999953]
[null,127310,"100MW | 950MW | 125MW","Trinidad, CO",4,100,100,950,3800,125,206998.49092496699,206998.49092496699,0,3644.8319577176699,665356.677117315,5981090.7776106801,875999.99999999965]
[null,127437,"150MW | 0MW | 125MW","Trinidad, CO",11,100,150,0,0,125,299464.82189652498,289759.90361836203,0,0,586240.09638163797,5269888.0984034603,876000]
[null,127456,"150MW | 50MW | 0MW","Trinidad, CO",10,100,150,49.999999999999901,199.99999999999901,0,301040.95253808598,301040.95253808598,10280.500555844001,9649.8937723090494,0,-5.78847414445249E-14,300410.34575455106]
[null,127583,"150MW | 150MW | 0MW","Trinidad, CO",17,100,150,149.99999999999901,599.99999999999898,0,290008.03804716101,290008.03804716101,6509.4445855061103,6564.1888014631504,0,-8.43320802079716E-14,290062.78226311808]
[null,127700,"150MW | 250MW | 0MW","Trinidad, CO",14,100,150,250,1000,0,294736.42997184303,294736.42997184303,8051.2205956368098,8366.2892526484102,0,-6.4870830929208898E-14,295051.49862885464]
[null,127827,"150MW | 350MW | 100MW","Trinidad, CO",1,100,150,349.99999999999898,1399.99999999999,100,315226.12831213197,315226.12831213203,16009.468717867299,16071.5440469655,560711.79635876894,5040406.5510078799,875999.9999999993]
[null,127856,"150MW | 350MW | 125MW","Trinidad, CO",10,100,150,349.99999999999898,1399.99999999999,125,301040.95253808598,301040.95253808593,10280.500555844001,10800.893337904099,574438.654679853,5163801.3985135993,875999.99999999907]
[null,127973,"150MW | 450MW | 125MW","Trinidad, CO",7,100,150,449.99999999999898,1799.99999999999,125,305769.344462768,305769.34446276806,12084.2742174167,12844.031628416,569470.89812623197,5119144.7445261395,875999.99999999942]
[null,128101,"150MW | 550MW | 125MW","Trinidad, CO",15,100,150,550,2200,125,293160.29933028301,293160.29933028296,7525.5715004382801,9033.6916506608195,581331.58051949402,5225763.9767638892,875999.99999999953]
[null,128226,"150MW | 650MW | 125MW","Trinidad, CO",20,100,150,649.99999999999898,2599.99999999999,125,285279.646122479,285279.64612247905,5078.4486943935099,4672.1727988420298,591126.62977307104,5313814.6130190706,875999.9999999986]
[null,128245,"150MW | 700MW | 0MW","Trinidad, CO",19,100,150,700,2800,0,286855.77676404,286855.77676404,5542.3609742417802,7784.6377493575601,0,-9.4312208043234498E-14,289098.05353915575]
[null,128372,"150MW | 800MW | 100MW","Trinidad, CO",6,100,150,799.99999999999898,3199.99999999999,100,307345.475104329,307345.47510432906,12707.191861393199,14759.9486874019,566601.76806966204,5093353.2737086108,875999.99999999988]
[null,128489,"150MW | 900MW | 100MW","Trinidad, CO",3,100,150,899.99999999999898,3599.99999999999,100,312073.86702901102,312073.86702901102,14655.8982113278,16936.425051206799,561645.60613110999,5048800.8471943801,876000]
[null,128616,"150MW | 1000MW | 100MW","Trinidad, CO",10,100,150,1000,4000.00000000001,100,301040.95253808598,301040.95253808593,10280.500555844001,13294.725730026699,571944.82228773006,5141383.5909910994,875999.9999999986]
[null,128645,"150MW | 1000MW | 125MW","Trinidad, CO",19,100,150,1000,4000.00000000001,125,286855.77676404,286855.77676404011,5542.3609742417802,8935.6373149526207,585750.94689524802,5265490.9869254502,875999.99999999907]
[null,128762,"200MW | 50MW | 125MW","Trinidad, CO",16,100,200,49.999999999999901,199.99999999999901,125,388778.89158496301,369339.94700571493,38807.493048566299,35894.726865613498,509430.53357422102,4579423.8954587402,875857.71439698315]
[null,128889,"200MW | 200MW | 0MW","Trinidad, CO",3,100,200,199.99999999999901,799.99999999999795,0,416098.48937201401,416098.48937201395,77420.743718159705,71994.417264436895,0,-4.3525832521540396E-13,410672.16291829117]
[null,129006,"200MW | 250MW | 125MW","Trinidad, CO",20,100,200,250,1000,125,380372.86149663897,380372.86149663909,52485.458681985299,48286.621987426501,499825.97519791801,4493085.6388466507,875999.99999999837]
[null,129035,"200MW | 300MW | 100MW","Trinidad, CO",9,100,200,299.99999999999898,1199.99999999999,100,403489.44423952902,403489.44423952891,68307.088005989906,63993.520531105802,476824.12323535403,4286315.0909995697,875999.99999999884]
[null,129162,"200MW | 400MW | 100MW","Trinidad, CO",16,100,200,400,1600,100,388778.89158496301,388778.89158496307,58104.152024798001,54990.485950274197,490334.77448955999,4407766.3883189997,875999.9999999993]
[null,129279,"200MW | 500MW | 100MW","Trinidad, CO",13,100,200,499.99999999999898,1999.99999999999,100,395083.41415120597,395083.41415120597,62414.126058710099,59339.328583338298,483991.38332416501,4350743.7421159195,875999.99999999919]
[null,129406,"200MW | 600MW | 100MW","Trinidad, CO",20,100,200,599.99999999999898,2399.99999999999,100,380372.86149663897,380372.86149663909,52485.458681985299,48286.621987426501,499825.97519791801,4493085.6388466507,875999.99999999837]
[null,129435,"200MW | 650MW | 0MW","Trinidad, CO",9,100,200,649.99999999999898,2599.99999999999,0,403489.44423952902,403489.44423952902,68307.088005989906,65336.353357633299,0,-5.0901770749789402E-13,400518.7095911724]
[null,129552,"200MW | 750MW | 0MW","Trinidad, CO",6,100,200,749.99999999999898,2999.99999999999,0,409793.96680577198,409793.96680577204,72827.793223383007,69879.068679499993,0,-3.4331639753304402E-13,406845.24226188904]
[null,129607,"200MW | 800MW | 0MW","Trinidad, CO",1,100,200,799.99999999999898,3199.99999999999,0,420301.504416176,420301.50441617594,80526.958186376505,77154.133706386594,0,-3.7331915683780299E-13,416928.67993618606]
[null,129795,"200MW | 950MW | 0MW","Trinidad, CO",9,100,200,950,3800,0,403489.44423952902,403489.44423952902,68307.088005989906,66487.352923228405,0,-5.0901770749789402E-13,401669.70915676752]
[null,129824,"200MW | 950MW | 100MW","Trinidad, CO",18,100,200,950,3800,100,384575.87654080102,384575.87654080102,55274.6651992119,54497.523940992702,492201.26471741701,4424544.8289242806,875999.99999999884]
[null,129951,"250MW | 0MW | 125MW","Trinidad, CO",5,100,250,0,0,125,514869.34290981601,357834.19332232216,0,0,517966.93386204698,4656160.1585660903,875801.12718436914]
[null,130068,"250MW | 100MW | 125MW","Trinidad, CO",2,100,250,100,400.00000000000102,125,522749.99611761898,474656.99647479807,115643.031895753,106775.25586595701,410090.81762735301,3686429.3868975602,875880.03807235509]
[null,130097,"250MW | 150MW | 0MW","Trinidad, CO",11,100,250,149.99999999999901,599.99999999999898,0,499108.03649420902,482138.3632534059,126508.172599912,116963.018574716,-4.95159468982819E-14,-4.4511370145272603E-13,472593.20922820992]
[null,130224,"250MW | 250MW | 0MW","Trinidad, CO",18,100,250,250,1000,0,480719.84567600099,480239.12583032501,127828.469639341,118561.358372856,-3.4194869158454803E-14,-3.0738793732609703E-13,470972.01456384]
[null,130341,"250MW | 350MW | 0MW","Trinidad, CO",15,100,250,349.99999999999898,1399.99999999999,0,488600.498883805,488600.498883805,134610.525300585,125184.51610306599,-3.0309088572266698E-14,-2.72457489902677E-13,479174.48968628602]
[null,130468,"250MW | 450MW | 100MW","Trinidad, CO",2,100,250,449.99999999999898,1799.99999999999,100,522749.99611761898,522749.99611761898,163616.06961092999,152253.28339044901,364612.790102862,3277613.7540716501,876000]
[null,130585,"250MW | 550MW | 0MW","Trinidad, CO",19,100,250,550,2200,0,478092.9612734,478092.9612734,125907.56921131699,117945.12954466901,-6.6890937233665603E-15,-6.0130270207459002E-14,470130.52160675201]
[null,130614,"250MW | 550MW | 125MW","Trinidad, CO",8,100,250,550,2200,125,506988.68970201298,506988.68970201293,150109.15928384199,140210.59241139301,378909.87717043603,3406134.5588482004,876000]
[null,130741,"250MW | 650MW | 125MW","Trinidad, CO",15,100,250,649.99999999999898,2599.99999999999,125,488600.498883805,488600.498883805,134610.525300585,126335.515668661,395674.51074811898,3556836.8794680601,876000]
[null,130858,"250MW | 750MW | 125MW","Trinidad, CO",12,100,250,749.99999999999898,2999.99999999999,125,496481.15209160798,496481.15209160803,141219.23808886399,132799.197955743,387938.88804151199,3487299.04627157,875999.99999999907]
[null,130887,"250MW | 800MW | 100MW","Trinidad, CO",1,100,250,799.99999999999898,3199.99999999999,100,525376.88052022003,525376.88052022003,165891.05529836399,155689.10304941499,360825.07172872801,3243564.8172910498,875999.99999999907]
[null,131004,"250MW | 900MW | 0MW","Trinidad, CO",18,100,250,899.99999999999898,3599.99999999999,0,480719.84567600099,480719.84567600099,128071.504489096,121278.782826753,-3.4194869158454803E-14,-3.0738793732609703E-13,473927.12401365797]
[null,131135,"250MW | 1000MW | 100MW","Trinidad, CO",9,100,250,1000,4000.00000000001,100,504361.805299411,504361.80529941106,147876.474302602,139883.02157704401,379631.64742614602,3412622.7682078499,875999.99999999907]
[null,131257,"300MW | 50MW | 100MW","Trinidad, CO",11,100,300,49.999999999999901,199.99999999999901,100,598929.64379305101,425838.97673685924,58546.830461752899,54028.774293889903,454452.75179225003,4085212.12168608,875773.67236124631]
[null,131276,"300MW | 50MW | 125MW","Trinidad, CO",10,100,300,49.999999999999901,199.99999999999901,125,602081.90507617302,427478.15260408283,59789.012536622999,55168.770743259302,453029.20564500499,4072415.4383046404,875887.11645572411]
[null,131403,"300MW | 150MW | 125MW","Trinidad, CO",17,100,300,149.99999999999901,599.99999999999898,125,580016.07609432295,501713.90582158929,136270.06553554899,125943.960075503,384328.33620094502,3454842.7126111602,875716.13656248827]
[null,131530,"300MW | 300MW | 0MW","Trinidad, CO",4,100,300,299.99999999999898,1199.99999999999,0,620995.47277490003,619132.48635657539,249919.848252158,231062.96189849501,0,-1.1177743175494399E-13,600275.60000291234]
[null,131647,"300MW | 400MW | 0MW","Trinidad, CO",1,100,300,400,1600,0,630452.25662426394,630452.25662426394,260251.21911360399,240939.94192671101,0,-1.99602556705258E-13,611140.97943737102]
[null,131676,"300MW | 400MW | 100MW","Trinidad, CO",10,100,300,400,1600,100,602081.90507617302,602081.9050761729,234279.881464437,217072.15703474201,291125.81935352198,2617017.32791461,875999.99999999988]
[null,131793,"300MW | 500MW | 100MW","Trinidad, CO",7,100,300,499.99999999999898,1999.99999999999,100,611538.688925536,611538.68892553612,242903.59818029701,225384.922235743,281979.98701901699,2534802.6973100402,875999.99999999907]
[null,131920,"300MW | 600MW | 100MW","Trinidad, CO",14,100,300,599.99999999999898,2399.99999999999,100,589472.85994368698,589472.85994368698,222831.38654963701,207306.87475685601,302051.65184909297,2715232.9139670497,875999.99999999895]
[null,132047,"300MW | 700MW | 125MW","Trinidad, CO",1,100,300,700,2800,125,630452.25662426394,630452.25662426394,260251.21911360399,242090.94149230601,263708.02099703299,2370550.51314863,875999.99999999895]
[null,132066,"300MW | 700MW | 125MW","Trinidad, CO",20,100,300,700,2800,125,570559.29224495904,570559.29224495904,205788.90714135001,189325.794570042,321903.82032634801,2893690.0120596401,875999.99999999907]
[null,132193,"300MW | 850MW | 0MW","Trinidad, CO",7,100,300,850,3400,0,611538.688925536,611538.68892553588,242903.59818029701,226727.755062271,0,-1.35979241755457E-13,595362.84580750985]
[null,132310,"300MW | 950MW | 0MW","Trinidad, CO",4,100,300,950,3800,0,620995.47277490003,620995.47277490015,251559.13963381699,235064.94236174299,0,-1.1177743175494399E-13,604501.27550282609]
[null,132437,"350MW | 0MW | 0MW","Trinidad, CO",11,100,350,0,0,0,698751.25109189295,375229.42183634656,0,0,0,0,375229.42183634656]
[null,132466,"350MW | 0MW | 100MW","Trinidad, CO",20,100,350,0,0,100,665652.50761911902,372765.40426670667,0,0,503197.86644646502,4523396.5808472103,875963.27071317169]
[null,132566,"350MW | 100MW | 0MW","Trinidad, CO",20,100,350,100,400.00000000000102,0,665652.50761911902,467953.71285624069,94975.174088438405,87308.331361987803,0,-1.4371384082778599E-13,460286.8701297901]
[null,132709,"350MW | 200MW | 125MW","Trinidad, CO",3,100,350,199.99999999999901,799.99999999999795,125,728172.35640102497,625157.79798530508,248541.40376696299,229280.25267355499,270103.35310810298,2428040.07209467,876000]
[null,132836,"350MW | 300MW | 125MW","Trinidad, CO",10,100,350,299.99999999999898,1199.99999999999,125,702428.88925553497,663740.27110617398,288604.51363364398,266553.41564069799,234310.826886772,2106290.3161332598,876000]
[null,132855,"350MW | 350MW | 0MW","Trinidad, CO",9,100,350,349.99999999999898,1399.99999999999,0,706106.52741917595,689159.97076111566,313514.29998580902,289657.76157877501,0,-1.5169794309599601E-13,665303.43235408165]
[null,132982,"350MW | 450MW | 0MW","Trinidad, CO",16,100,350,449.99999999999898,1799.99999999999,0,680363.06027368503,674920.15579149546,300917.698684173,278483.99027106701,0,-2.6946345155209796E-13,652486.44737838954]
[null,133099,"350MW | 550MW | 0MW","Trinidad, CO",13,100,350,550,2200,0,691395.97476460994,687247.59891602211,312682.65776260698,289677.94684454898,0,-4.7505408495851404E-13,664242.88799796416]
[null,133226,"350MW | 650MW | 0MW","Trinidad, CO",20,100,350,649.99999999999898,2599.99999999999,0,665652.50761911902,664321.20260388078,291484.28138037701,268096.71007057198,0,-1.7565024990062698E-13,640933.63129407575]
[null,133255,"350MW | 650MW | 125MW","Trinidad, CO",9,100,350,649.99999999999898,2599.99999999999,125,706106.52741917595,700924.64094646007,325570.211106717,301900.19937560498,198745.37078465201,1786581.7615944699,876000]
[null,133372,"350MW | 750MW | 125MW","Trinidad, CO",6,100,350,749.99999999999898,2999.99999999999,125,717139.44191010098,710578.65274730488,334582.77966807998,310561.95667338301,189442.170247392,1702952.5010048798,876000]
[null,133499,"350MW | 850MW | 125MW","Trinidad, CO",13,100,350,850,3400,125,691395.97476460994,690013.18281508074,315581.35043207498,293495.74366605497,208034.25345074601,1870082.31454479,875961.82949980674]
[null,133528,"350MW | 900MW | 100MW","Trinidad, CO",2,100,350,899.99999999999898,3599.99999999999,100,731849.99456466699,723546.92498137208,346727.57373257203,322292.703928123,176887.94482307701,1590098.80239808,876000]
[null,133645,"350MW | 1000MW | 0MW","Trinidad, CO",19,100,350,1000,4000.00000000001,0,669330.14578276104,669330.14578276104,296280.10980289802,276341.04667109402,0,-3.4331639753304402E-13,649391.08265095705]
[null,133772,"400MW | 50MW | 100MW","Trinidad, CO",6,100,400,49.999999999999901,199.99999999999901,100,819587.93361154397,448314.59968551458,67265.391608444799,61948.905577471203,432924.09716355603,3891684.58663235,875922.210818097]
[null,133889,"400MW | 150MW | 100MW","Trinidad, CO",3,100,400,149.99999999999901,599.99999999999898,100,832196.97874402895,587527.95739413309,205858.161626916,189692.81209580999,304637.39213697298,2738476.90913689,876000]
[null,133918,"400MW | 150MW | 125MW","Trinidad, CO",12,100,400,149.99999999999901,599.99999999999898,125,794369.84334657295,552829.61591640301,172838.560026992,159360.96936859601,336647.97474199301,3026229.6393481898,876000]
[null,134059,"400MW | 300MW | 0MW","Trinidad, CO",13,100,400,299.99999999999898,1199.99999999999,0,790166.82830241194,684284.47330988874,304197.74659107003,280792.05309531401,0,-3.0988296928491301E-13,660878.77981413272]
[null,134161,"400MW | 350MW | 125MW","Trinidad, CO",15,100,400,349.99999999999898,1399.99999999999,125,781760.79821408796,705148.23998910724,325801.888789394,300869.96178864199,195735.35238835801,1759523.80322467,875951.66537671327]
[null,134288,"400MW | 500MW | 0MW","Trinidad, CO",2,100,400,499.99999999999898,1999.99999999999,0,836399.993788191,772833.59426028864,391085.540480075,361439.70116227597,0,-3.7126075547177997E-13,743187.75494248956]
[null,134307,"400MW | 500MW | 100MW","Trinidad, CO",1,100,400,499.99999999999898,1999.99999999999,100,840603.00883235305,775035.97414342966,393092.08414772397,363280.58903154399,130695.29777879499,1174859.24032292,875919.77680604463]
[null,134434,"400MW | 600MW | 100MW","Trinidad, CO",8,100,400,599.99999999999898,2399.99999999999,100,811181.90352321998,762985.75762700196,382229.01274515101,353706.155997822,141537.09912032701,1272319.44512235,876000]
[null,134561,"400MW | 700MW | 100MW","Trinidad, CO",15,100,400,700,2800,100,781760.79821408796,748926.84468909621,369864.31235341902,342750.22429407202,153855.08988292699,1383049.5594846001,875667.84651267622]
[null,134678,"400MW | 800MW | 100MW","Trinidad, CO",12,100,400,799.99999999999898,3199.99999999999,100,794369.84334657295,758481.91860668291,378490.86271727202,351054.92023577698,144954.023874812,1303035.20681785,875999.99999999988]
[null,134707,"400MW | 850MW | 0MW","Trinidad, CO",1,100,400,850,3400,0,840603.00883235305,782601.40122292074,400408.24056380498,371354.285760867,0,-1.7565024990062698E-13,753547.44641998271]
[null,134834,"400MW | 950MW | 0MW","Trinidad, CO",8,100,400,950,3800,0,811181.90352321998,769811.62644353567,388883.31306003098,361170.94511403801,0,-5.2695074970188199E-13,742099.2584975427]
[null,134951,"500MW | 0MW | 0MW","Trinidad, CO",5,100,500,0,0,0,1029738.68581963,388211.48455400055,0,0,0,0,388211.48455400055]
[null,135078,"500MW | 100MW | 0MW","Trinidad, CO",12,100,500,100,400.00000000000102,0,992962.304183217,507403.7374376239,119718.739884308,110283.638238638,0,-3.7525280660588496E-13,497968.63579195389]
[null,135097,"500MW | 100MW | 100MW","Trinidad, CO",11,100,500,100,400.00000000000102,100,998216.07298841898,509783.00555848103,122305.160504381,112656.264878398,375865.89006750198,3378771.2455837899,876000]
[null,135224,"500MW | 200MW | 100MW","Trinidad, CO",18,100,500,199.99999999999901,799.99999999999795,100,961439.69135200302,590852.53654876607,204502.259514398,188479.39703544701,301170.32593018498,2707310.4108842099,876000]
[null,135351,"500MW | 300MW | 125MW","Trinidad, CO",5,100,500,299.99999999999898,1199.99999999999,125,1029738.68581963,777079.35296184302,388703.96809026401,358243.67781600298,129380.937312418,1163044.0597825199,876000]
[null,135468,"500MW | 400MW | 125MW","Trinidad, CO",2,100,500,400,1600,125,1045499.99223523,834150.79774388927,445348.18797320902,410719.348481311,76478.041748008705,687484.06068537501,876000]
[null,135490,"500MW | 450MW | 0MW","Trinidad, CO",4,100,500,449.99999999999898,1799.99999999999,0,1034992.45462483,834203.9184276131,446056.122991624,411576.26739176299,0,-2.72457489902677E-13,799724.06282775209]
[null,135613,"500MW | 550MW | 0MW","Trinidad, CO",7,100,500,550,2200,0,1019231.14820922,834750.31038335129,446666.33945817,412542.01121171698,0,-1.5568999423010099E-13,800625.98213689821]
[null,135740,"500MW | 650MW | 0MW","Trinidad, CO",14,100,500,649.99999999999898,2599.99999999999,0,982454.76657281199,825262.00392116187,438277.116818982,405253.10357921501,0,-2.8742768165557199E-13,792237.99068139493]
[null,135867,"500MW | 750MW | 100MW","Trinidad, CO",1,100,500,749.99999999999898,2999.99999999999,100,1050753.7610404401,851110.54644275666,462235.71325585898,427591.81185158802,59466.359774462297,534560.94792057294,875933.00481294794]
[null,135886,"500MW | 750MW | 100MW","Trinidad, CO",20,100,500,749.99999999999898,2999.99999999999,100,950932.15374159894,815899.78791029193,430028.05152099102,395208.62340020301,94776.859993701597,851977.62754138198,875857.21978320554]
[null,136013,"500MW | 850MW | 125MW","Trinidad, CO",7,100,500,850,3400,125,1019231.14820922,842904.15956902492,455001.45749231201,421361.31936872302,66555.687400898794,598289.04075290007,875819.70884633472]
[null,136140,"500MW | 950MW | 125MW","Trinidad, CO",14,100,500,950,3800,125,982454.76657281199,832139.18728717172,445147.36296382803,412724.72959806898,76272.655096373303,685637.77845782903,875989.20901778596]
[null,136257,"550MW | 0MW | 125MW","Trinidad, CO",11,100,550,0,0,125,1098037.6802872601,389803.37650197733,0,0,485858.17323094199,4367524.8766249102,875661.54973291932]
[null,136286,"550MW | 50MW | 0MW","Trinidad, CO",20,100,550,49.999999999999901,199.99999999999901,0,1046025.36911575,439330.65502861509,50179.112754332302,46084.693351294001,0,-3.1936409072841305E-14,435236.23562557681]
[null,136403,"550MW | 150MW | 0MW","Trinidad, CO",17,100,550,149.99999999999901,599.99999999999898,0,1063362.8061729199,549758.57079139957,159990.950493788,147419.12898793901,0,-2.6347537485094099E-13,537186.74928555056]
[null,136530,"550MW | 250MW | 100MW","Trinidad, CO",4,100,550,250,1000,100,1138491.70008731,734327.14655631501,343323.549505851,316159.18023022899,168754.888428887,1516988.3185538,875917.66570958006]
[null,136657,"550MW | 350MW | 100MW","Trinidad, CO",11,100,550,349.99999999999898,1399.99999999999,100,1098037.6802872601,796673.37540434906,406531.54863529099,374747.27986660402,111110.893364338,998809.15372004395,876000]
[null,136676,"550MW | 350MW | 125MW","Trinidad, CO",10,100,550,349.99999999999898,1399.99999999999,125,1103816.8259729799,803578.64930832945,413457.34031838097,381111.42622712901,104604.801271823,940323.94007280003,875837.53648890043]
[null,136803,"550MW | 450MW | 125MW","Trinidad, CO",17,100,550,449.99999999999898,1799.99999999999,125,1063362.8061729199,818789.36075314833,429811.27760334202,396593.78896658297,90136.305624911096,810262.29215401399,875708.17774130031]
[null,136930,"550MW | 600MW | 0MW","Trinidad, CO",4,100,550,599.99999999999898,2399.99999999999,0,1138491.70008731,866392.18376644293,474856.669796084,438512.483723771,0,-2.07586658973468E-13,830047.99769412994]
[null,137018,"550MW | 650MW | 100MW","Trinidad, CO",12,100,550,649.99999999999898,2599.99999999999,100,1092258.5346015301,854146.17405839637,464361.82775523001,429109.71821046103,56891.248174730397,511412.49721710401,875785.31268835778]
[null,137075,"550MW | 700MW | 100MW","Trinidad, CO",9,100,550,700,2800,100,1109595.9716586999,861655.97017965792,471233.15882537898,435600.430092177,49976.758553544001,449256.07566537301,876000]
[null,137192,"550MW | 800MW | 100MW","Trinidad, CO",6,100,550,799.99999999999898,3199.99999999999,100,1126933.40871587,868865.65811993578,478359.05539374001,442517.17549318098,42657.4216727768,383460.36064309196,875681.1998921535]
[null,137319,"550MW | 900MW | 100MW","Trinidad, CO",13,100,550,899.99999999999898,3599.99999999999,100,1086479.38891581,859306.23011272622,469450.983369358,434758.48966803902,51386.263588592803,461926.53927693702,876000]
[null,137348,"550MW | 950MW | 0MW","Trinidad, CO",2,100,550,950,3800,0,1150049.9914587601,875188.04350011656,483447.08997108298,447743.33913546201,0,-3.0738793732609703E-13,839484.29266449553]
[null,137465,"550MW | 1000MW | 125MW","Trinidad, CO",19,100,550,1000,4000.00000000001,125,1051804.5148014801,849858.04795959604,461154.44957227597,427554.837024095,59475.703603375201,534644.94240182103,875734.1390147903]
[null,137592,"600MW | 100MW | 0MW","Trinidad, CO",6,100,600,100,400.00000000000102,0,1229381.90041731,529863.59907986061,136819.93505655101,125968.96117716499,0,-2.8742768165557199E-13,519012.62520047458]
[null,137709,"600MW | 200MW | 0MW","Trinidad, CO",3,100,600,199.99999999999901,799.99999999999795,0,1248295.4681160401,677824.43918700959,284820.144053408,262122.03993192199,0,-1.9960255670525796E-15,655126.33506552363]
[null,137738,"600MW | 200MW | 100MW","Trinidad, CO",12,100,600,199.99999999999901,799.99999999999795,100,1191554.7650198599,631065.67641540302,238851.96665592,219953.85672805301,263832.43351246399,2371668.8945735898,876000]
[null,137865,"600MW | 300MW | 100MW","Trinidad, CO",19,100,600,299.99999999999898,1199.99999999999,100,1147423.10705616,691431.54717959499,300147.47269888403,276617.30521106097,208098.62030822801,1870660.92753675,876000]
[null,137982,"600MW | 400MW | 100MW","Trinidad, CO",16,100,600,400,1600,100,1166336.6747548899,809437.65227989352,418235.19720114901,385616.86449637002,98689.036969986599,887145.36003430106,875508.35654510115]
[null,138109,"600MW | 500MW | 125MW","Trinidad, CO",3,100,600,499.99999999999898,1999.99999999999,125,1248295.4681160401,877551.71408557624,484793.66783498402,447126.79762725497,35575.026391119303,319794.584737689,875459.87026896654]
[null,138138,"600MW | 550MW | 0MW","Trinidad, CO",12,100,600,550,2200,0,1191554.7650198599,867451.86893445801,474783.79872454499,438183.99264250399,0,-2.23554863509889E-13,830852.062852417]
[null,138255,"600MW | 650MW | 0MW","Trinidad, CO",9,100,600,649.99999999999898,2599.99999999999,0,1210468.33271858,877589.54122097045,484571.27239514299,447547.32116267999,0,-1.2974166185841701E-13,840565.58998850745]
[null,138382,"600MW | 750MW | 0MW","Trinidad, CO",16,100,600,749.99999999999898,2999.99999999999,0,1166336.6747548899,870087.15936714783,478272.153455519,442193.69707691699,0,-1.5968204536420601E-13,834008.70298854588]
[null,138449,"600MW | 800MW | 100MW","Trinidad, CO",3,100,600,799.99999999999898,3199.99999999999,100,1248295.4681160401,886289.78236238845,493401.18257603399,456196.71075461601,26505.113263757601,238262.41466189601,875590.42380472808]
[null,138527,"600MW | 850MW | 125MW","Trinidad, CO",1,100,600,850,3400,125,1260904.51324852,888884.91688239621,495357.03250101098,458171.38342743402,24300.732191180701,218446.57188618,876000]
[null,138654,"600MW | 950MW | 125MW","Trinidad, CO",8,100,600,950,3800,125,1216772.8552848301,883193.84551549377,490484.61398875801,454130.323734854,29160.444738410199,262131.98588699099,876000]
[null,138771,"650MW | 0MW | 125MW","Trinidad, CO",5,100,650,0,0,125,1338660.29156552,394875.92852548102,0,0,481124.07147451898,4324968.6157058906,876000]
[null,138898,"650MW | 100MW | 125MW","Trinidad, CO",12,100,650,100,400.00000000000102,125,1290850.9954381799,515049.54717983387,121558.050393408,111966.364635978,369972.77570964798,3325796.2726867301,875430.63713205187]
[null,138927,"650MW | 150MW | 100MW","Trinidad, CO",1,100,650,149.99999999999901,599.99999999999898,100,1365979.8893525701,619563.72009471699,224250.129906883,206366.844728264,274319.56508390198,2465940.8664087201,876000]
[null,139044,"650MW | 250MW | 0MW","Trinidad, CO",18,100,650,250,1000,0,1249871.5987575999,653682.84615022468,260068.01243597301,239608.41060685401,0,-1.6766614763241699E-13,633223.24432110565]
[null,139171,"650MW | 350MW | 100MW","Trinidad, CO",5,100,650,349.99999999999898,1399.99999999999,100,1338660.29156552,847371.96456097416,452887.81608658098,417079.35951575602,64044.711958762004,575717.129210899,875608.21994891122]
[null,139288,"650MW | 450MW | 100MW","Trinidad, CO",2,100,650,449.99999999999898,1799.99999999999,100,1359149.98990581,887524.943408494,492557.50090520899,453932.254477232,26860.8307613781,241460.065963256,875760.52774189506]
[null,139317,"650MW | 450MW | 125MW","Trinidad, CO",11,100,650,449.99999999999898,1799.99999999999,125,1297680.89488494,869446.19957290986,475863.029362378,438653.98543840903,43165.824611596101,388030.54718102101,875402.98026053701]
[null,139444,"650MW | 550MW | 125MW","Trinidad, CO",18,100,650,550,2200,125,1249871.5987575999,868660.76113653218,475577.47732740798,438837.66780633101,43835.3706363085,394049.29726096801,875756.32225176366]
[null,139561,"650MW | 650MW | 125MW","Trinidad, CO",15,100,650,649.99999999999898,2599.99999999999,125,1270361.2970978899,881412.32022734371,487713.18297478702,450359.30193025799,31941.560817185298,287132.27265392401,876000]
[null,139688,"650MW | 800MW | 0MW","Trinidad, CO",2,100,650,799.99999999999898,3199.99999999999,0,1359149.98990581,898398.14332774049,503058.04020336602,464935.583458065,0,-3.6726870433767502E-13,860275.68658243946]
[null,139707,"650MW | 800MW | 100MW","Trinidad, CO",1,100,650,799.99999999999898,3199.99999999999,100,1365979.8893525701,898762.62343153567,503449.03324370203,465286.336523998,15400.0732881683,138435.87880933098,876000]
[null,139834,"650MW | 900MW | 100MW","Trinidad, CO",8,100,650,899.99999999999898,3599.99999999999,100,1318170.59322523,894805.1694030104,500271.88276889198,462809.74832726701,18656.965038614599,167713.05582161801,876000]
[null,139961,"650MW | 1000MW | 100MW","Trinidad, CO",15,100,650,1000,4000.00000000001,100,1270361.2970978899,889243.85817016335,495544.72091760702,458907.14966418,23393.713083263701,210293.10501938299,876000]
[null,140052,"700MW | 50MW | 0MW","Trinidad, CO",6,100,700,49.999999999999901,199.99999999999901,0,1434278.8838202001,466140.63724156492,69305.961378918,63826.228199247897,0,-5.1896664743367101E-14,460660.90406189481]
[null,140106,"700MW | 50MW | 125MW","Trinidad, CO",20,100,700,49.999999999999901,199.99999999999901,125,1331305.0152382299,445498.19895494031,50744.618004625598,46604.958178621302,434641.46087106399,3907122.4842082597,876000]
[null,140233,"700MW | 200MW | 0MW","Trinidad, CO",7,100,700,199.99999999999901,799.99999999999795,0,1426923.60749291,663519.47748420306,267256.56886058801,246011.40916199601,0,-1.99602556705258E-13,642274.31778561103]
[null,140350,"700MW | 300MW | 0MW","Trinidad, CO",4,100,700,299.99999999999898,1199.99999999999,0,1448989.4364747601,812883.0738623403,416039.90963942901,382875.74084053398,0,-2.07586658973468E-13,779718.90506344521]
[null,140379,"700MW | 300MW | 100MW","Trinidad, CO",13,100,700,299.99999999999898,1199.99999999999,100,1382791.9495292199,745324.86079624947,350156.83713399997,322442.46045040002,157988.63534652401,1420207.2397205101,875599.11945917353]
[null,140496,"700MW | 400MW | 100MW","Trinidad, CO",10,100,700,400,1600,100,1404857.7785110699,858368.10267026362,463138.882158108,426615.32533725299,53491.024132767998,480846.86323669204,875335.56998217665]
[null,140623,"700MW | 500MW | 100MW","Trinidad, CO",17,100,700,499.99999999999898,1999.99999999999,100,1353370.8442200799,868864.08198929136,474156.60672737699,437202.84708247799,43681.483024934802,392665.95535604603,875591.80536932708]
[null,140750,"700MW | 600MW | 125MW","Trinidad, CO",4,100,700,599.99999999999898,2399.99999999999,125,1448989.4364747601,901271.42948730104,504814.40473035799,465666.24033062602,13818.188020092301,124215.837569015,875941.45310766133]
[null,140867,"700MW | 700MW | 125MW","Trinidad, CO",1,100,700,700,2800,125,1471055.2654566099,904461.40518435952,507649.75222433603,468629.47713853797,10558.8699014386,94916.849205002814,876000]
[null,140896,"700MW | 750MW | 0MW","Trinidad, CO",10,100,700,749.99999999999898,2999.99999999999,0,1404857.7785110699,899108.97824708477,503854.29080706701,465416.33412082301,0,-2.2380436670577E-13,860671.02156084077]
[null,141013,"700MW | 850MW | 0MW","Trinidad, CO",7,100,700,850,3400,0,1426923.60749291,901815.71993551916,505689.99557878898,467459.89962425898,0,-2.3353499134515202E-13,863585.62398098921]
[null,141140,"700MW | 950MW | 0MW","Trinidad, CO",14,100,700,950,3800,0,1375436.67320193,898160.14760086033,502768.91820117901,465223.72357835498,0,-2.9541178392378198E-13,860614.95297803637]
[null,141169,"700MW | 950MW | 125MW","Trinidad, CO",3,100,700,950,3800,125,1456344.7128020499,903825.81452922802,507210.18041849101,469203.53698743199,10180.828901831101,91518.525247230893,876000.00000000012]
[null,141286,"750MW | 0MW | 100MW","Trinidad, CO",20,100,750,0,0,100,1426398.23061239,396200.361977325,0,0,479799.638022675,4313062.8860772299,876000]
[null,141413,"750MW | 100MW | 125MW","Trinidad, CO",7,100,750,100,400.00000000000102,125,1528846.7223138399,533034.05884115002,135482.82859924901,124736.049467228,353712.72029087099,3179629.7565107201,876000]
[null,141545,"750MW | 200MW | 125MW","Trinidad, CO",19,100,750,199.99999999999901,799.99999999999795,125,1434278.8838202001,601997.73492887593,205686.50931489299,189527.85697206599,290160.91741395101,2608343.5349092302,876000]
[null,141558,"750MW | 250MW | 0MW","Trinidad, CO",12,100,750,250,1000,0,1489443.45627482,698548.98099289043,301336.33480615797,277466.88533587003,0,-1.2774563629136499E-13,674679.53152260254]
[null,141685,"750MW | 350MW | 0MW","Trinidad, CO",19,100,750,349.99999999999898,1399.99999999999,0,1434278.8838202001,751562.13512178487,355124.84394178598,327192.61485911201,0,-1.5968204536420601E-13,723629.90603911085]
[null,141802,"750MW | 450MW | 0MW","Trinidad, CO",16,100,750,449.99999999999898,1799.99999999999,0,1457920.84344361,857257.45594484266,461138.41137544299,424897.10904361599,0,-2.8742768165557199E-13,821016.15361301566]
[null,141929,"750MW | 550MW | 100MW","Trinidad, CO",3,100,750,550,2200,100,1560369.33514505,904642.53188077291,506708.90477640799,467071.22152673401,10995.151368901001,98838.714200462608,876000]
[null,141958,"750MW | 550MW | 125MW","Trinidad, CO",12,100,750,550,2200,125,1489443.45627482,895155.51722116675,498620.44044916402,459722.88601557002,19224.839251992998,172817.84748794101,875482.80203956575]
[null,142075,"750MW | 650MW | 125MW","Trinidad, CO",9,100,750,649.99999999999898,2599.99999999999,125,1513085.4158982299,904157.26656001667,506802.29823951703,467602.84448125999,11042.187198240401,99261.533381142595,876000]
[null,142202,"750MW | 750MW | 125MW","Trinidad, CO",16,100,750,749.99999999999898,2999.99999999999,125,1457920.84344361,900995.08124815091,504555.39672673203,465991.73513239698,13371.509940729,120200.51431019501,875802.92959454493]
[null,142329,"750MW | 900MW | 0MW","Trinidad, CO",3,100,750,899.99999999999898,3599.99999999999,0,1560369.33514505,909695.32238956401,511900.35915090499,473095.99559865799,0,-2.3952306804631E-13,870890.95883731707]
[null,142348,"750MW | 900MW | 100MW","Trinidad, CO",2,100,750,899.99999999999898,3599.99999999999,100,1568249.9883528501,909584.9932446531,512327.81304533401,473431.165638518,4541.8615145706499,40828.155712929998,875230.20735240774]
[null,142475,"750MW | 1000MW | 100MW","Trinidad, CO",9,100,750,1000,4000.00000000001,100,1513085.4158982299,906338.16412303969,509297.44836186798,471241.21542035002,7403.8162591497603,66555.125498374895,875685.74744067155]
[null,142592,"800MW | 50MW | 100MW","Trinidad, CO",6,100,800,49.999999999999901,199.99999999999901,100,1639175.86722308,468283.5399536136,69446.866260877403,63955.860689777801,413207.46561748598,3714445.87067527,876000]
[null,142719,"800MW | 150MW | 100MW","Trinidad, CO",13,100,800,149.99999999999901,599.99999999999898,100,1580333.6566048199,576821.78466075915,179065.547433459,164911.089480272,312920.79284304002,2812938.8831039402,875588.11955061217]
[null,142748,"800MW | 200MW | 0MW","Trinidad, CO",2,100,800,199.99999999999901,799.99999999999795,0,1672799.9875763799,694211.99484419776,295215.09615673398,271658.31890544097,0,-2.07586658973468E-13,670655.21759290481]
[null,142865,"800MW | 250MW | 125MW","Trinidad, CO",19,100,800,250,1000,125,1529897.47607488,654477.09102900804,256912.90461511901,236713.53889140999,241722.27469470099,2172914.0439130799,876000]
[null,142976,"800MW | 350MW | 125MW","Trinidad, CO",10,100,800,349.99999999999898,1399.99999999999,125,1605551.7468697899,830070.25313168147,431837.85871210898,397551.750308513,79988.374051399805,719039.4908602481,875772.51877948525]
[null,143108,"800MW | 500MW | 0MW","Trinidad, CO",2,100,800,499.99999999999898,1999.99999999999,0,1672799.9875763799,904984.79327882163,506037.71614302997,466114.39059451001,0,-2.07586658973468E-13,865061.46773030167]
[null,143137,"800MW | 500MW | 100MW","Trinidad, CO",11,100,800,499.99999999999898,1999.99999999999,100,1597145.71678147,895998.74711440445,498046.85416018701,458862.05268485501,18774.853857824299,168772.79378414003,875588.7994968968]
[null,143264,"800MW | 600MW | 100MW","Trinidad, CO",18,100,800,599.99999999999898,2399.99999999999,100,1538303.5061631999,895292.64058698248,497687.66970504698,458992.46793042799,19340.020862461799,173853.24953892801,875937.45967482531]
[null,143381,"800MW | 700MW | 100MW","Trinidad, CO",15,100,800,700,2800,100,1563521.5964281701,904640.36725405476,506669.29847877199,467606.14788593299,10422.7833387842,93693.526267333102,876000]
[null,143508,"800MW | 800MW | 125MW","Trinidad, CO",2,100,800,799.99999999999898,3199.99999999999,125,1672799.9875763799,913348.79321670346,514408.31933190901,474560.49917823402,2237.12597689001,20110.196544057399,875738.09903991851]
[null,143537,"800MW | 850MW | 0MW","Trinidad, CO",11,100,800,850,3400,0,1597145.71678147,910373.05856543803,511647.222960126,472697.24295508,0,-5.98807670115775E-14,871423.07856039202]
[null,143654,"800MW | 950MW | 0MW","Trinidad, CO",8,100,800,950,3800,0,1622363.80704644,911768.45956009941,513624.848144371,474417.40339519602,0,-2.7145947711915099E-13,872561.01481092442]
[null,143781,"850MW | 0MW | 0MW","Trinidad, CO",15,100,850,0,0,0,1661241.6962049301,398698.0070891832,0,0,0,0,398698.0070891832]
[null,143898,"850MW | 100MW | 0MW","Trinidad, CO",12,100,850,100,400.00000000000102,0,1688035.9171114599,521603.09838744125,122765.675906484,113064.796228493,0,-7.9841022682103308E-14,511902.21870945022]
[null,143927,"850MW | 100MW | 125MW","Trinidad, CO",1,100,850,100,400.00000000000102,125,1786281.3937687499,551960.95067454374,151860.393025525,139754.96759400301,335881.48166566802,3019339.4031371898,875737.00690868974]
[null,144054,"850MW | 200MW | 125MW","Trinidad, CO",8,100,850,199.99999999999901,799.99999999999795,125,1723761.5449868401,663648.1948199335,264538.21413964097,243514.54227207799,232752.450760465,2092281.6056210501,875376.97371283546]
[null,144171,"850MW | 300MW | 125MW","Trinidad, CO",5,100,850,299.99999999999898,1199.99999999999,125,1750555.7658933699,814008.431140417,414716.63735939801,381664.42810491001,94330.9418514727,847969.13558544393,875287.16373740172]
[null,144200,"850MW | 350MW | 0MW","Trinidad, CO",14,100,850,349.99999999999898,1399.99999999999,0,1670173.10317378,801683.08952341438,402152.41804569401,370332.83787932497,0,-1.3173768742547002E-13,769863.5093570454]
[null,144327,"850MW | 450MW | 100MW","Trinidad, CO",1,100,850,449.99999999999898,1799.99999999999,100,1786281.3937687499,903858.38524698745,504210.68556234898,464092.80652750999,11543.642732161899,103769.267612223,875284.14894431038]
[null,144407,"850MW | 500MW | 125MW","Trinidad, CO",1,100,850,499.99999999999898,1999.99999999999,125,1786281.3937687499,907430.94803452492,507264.71332285297,467094.34532810602,8542.1039315662292,76787.534872028307,875802.68397134426]
[null,144570,"850MW | 650MW | 100MW","Trinidad, CO",4,100,850,649.99999999999898,2599.99999999999,100,1759487.1728622101,911414.35554262483,511610.88610263699,471703.47692137898,4202.0734939658996,37773.699259307701,875709.01985533279]
[null,144687,"850MW | 750MW | 100MW","Trinidad, CO",1,100,850,749.99999999999898,2999.99999999999,100,1786281.3937687499,914576.07360959996,514347.93367196998,474211.28591186,1425.1633478117801,12811.2208824844,875864.58919730177]
[null,144716,"850MW | 750MW | 125MW","Trinidad, CO",10,100,850,749.99999999999898,2999.99999999999,125,1705898.73104915,910949.92238024622,511662.02893562801,472204.50055574201,4246.66666396254,38174.560642358396,875739.06066432269]
[null,144843,"850MW | 850MW | 125MW","Trinidad, CO",17,100,850,850,3400,125,1643378.88226725,908788.52189378906,510386.72982950701,471496.91522381501,5620.1632021858704,50521.3330734095,875518.87049028301]
[null,144960,"850MW | 950MW | 125MW","Trinidad, CO",14,100,850,950,3800,125,1670173.10317378,911914.51433288387,512839.60996606899,473898.32059022703,2927.39561052012,26315.237361648498,875900.62056756206]
[null,144989,"850MW | 1000MW | 100MW","Trinidad, CO",3,100,850,1000,4000.00000000001,100,1768418.57983106,916040.82435248909,515885.08663442999,475797.51810611802,18.2127681879284,163.720037071745,875971.46859236504]
[null,145106,"900MW | 50MW | 0MW","Trinidad, CO",20,100,900,49.999999999999901,199.99999999999901,0,1711677.87673487,450171.2815812708,50821.2829815433,46673.301183796597,0,-3.1936409072841305E-14,446023.29978352413]
[null,145233,"900MW | 150MW | 100MW","Trinidad, CO",7,100,900,149.99999999999901,599.99999999999898,100,1834616.06677661,603588.68596950476,203473.876451394,187298.26842286799,287869.06694239803,2587741.4034652999,875282.14488337678]
[null,145360,"900MW | 250MW | 100MW","Trinidad, CO",14,100,900,250,1000,100,1768418.57983106,691111.403508852,290927.13438315701,267915.14610735403,207900.58476695101,1868880.72664555,876000]
[null,145379,"900MW | 250MW | 125MW","Trinidad, CO",13,100,900,250,1000,125,1777875.36368042,696927.14256272465,297466.71413392603,273914.47448368801,201806.15334716401,1814096.0542836599,875181.05625965074]
[null,145506,"900MW | 350MW | 125MW","Trinidad, CO",20,100,900,349.99999999999898,1399.99999999999,125,1711677.87673487,749698.23390023899,350089.61141850101,321231.87526260898,155159.502255653,1394775.3136267399,876000]
[null,145633,"900MW | 500MW | 0MW","Trinidad, CO",7,100,900,499.99999999999898,1999.99999999999,0,1834616.06677661,904465.72092086868,504454.15143728699,464445.21540352702,0,-3.0339588619199203E-13,864456.78488710872]
[null,145750,"900MW | 600MW | 0MW","Trinidad, CO",4,100,900,599.99999999999898,2399.99999999999,0,1862986.4183247001,911000.35856077843,510406.94482116698,470268.23117060098,0,-2.6347537485094099E-13,870861.64491021237]
[null,145779,"900MW | 600MW | 100MW","Trinidad, CO",13,100,900,599.99999999999898,2399.99999999999,100,1777875.36368042,906082.71019617398,505803.33802702703,466144.574923874,9576.05290697911,86082.012396707301,876000]
[null,145935,"900MW | 750MW | 0MW","Trinidad, CO",9,100,900,749.99999999999898,2999.99999999999,0,1815702.4990778801,913298.35703617334,512296.14333778899,472643.82803529099,0,-1.2774563629136499E-13,873646.0417336754]
[null,146022,"900MW | 800MW | 100MW","Trinidad, CO",16,100,900,799.99999999999898,3199.99999999999,100,1749505.0121323301,909742.60630881181,510595.36375789403,471357.79230796098,4648.1446532500004,41783.566731460196,875153.1795121287]
[null,146149,"900MW | 900MW | 125MW","Trinidad, CO",3,100,900,899.99999999999898,3599.99999999999,125,1872443.20217406,915624.7258631154,515060.17892007797,474805.23062904202,10.9861474019286,98.757774840157495,875380.76371948142]
[null,146168,"900MW | 950MW | 0MW","Trinidad, CO",2,100,900,950,3800,0,1881899.98602343,916332.21301034396,515062.67178896198,474730.45877861802,0,-7.9841022682103308E-14,876000]
[null,146295,"950MW | 0MW | 0MW","Trinidad, CO",9,100,950,0,0,0,1916574.8601377599,402480.7206289295,0,0,0,0,402480.7206289295]
[null,146412,"950MW | 100MW | 0MW","Trinidad, CO",6,100,950,100,400.00000000000102,0,1946521.3423274099,541132.93316701986,138828.33276284701,127793.96605524,0,-1.2774563629136499E-13,530098.5664594128]
[null,146539,"950MW | 200MW | 0MW","Trinidad, CO",13,100,950,199.99999999999901,799.99999999999795,0,1876646.21721822,639936.36007141299,239253.26840450399,220314.689800761,0,-1.2774563629136499E-13,620997.78146766999]
[null,146568,"950MW | 200MW | 125MW","Trinidad, CO",2,100,950,199.99999999999901,799.99999999999795,125,1986449.9852469501,699230.39480692637,297183.88233107398,273459.66442728898,200377.03399858699,1801249.2717235,875883.21090172837]
[null,146685,"950MW | 300MW | 100MW","Trinidad, CO",19,100,950,299.99999999999898,1199.99999999999,100,1816753.2528389201,710229.91198547592,309567.86314075801,285207.43977935403,190130.51137592801,1709140.2059116298,876000]
[null,146812,"950MW | 400MW | 125MW","Trinidad, CO",6,100,950,400,1600,125,1946521.3423274099,891447.70671620197,489616.75391180802,450620.23278247099,23548.814413135002,211687.35740399398,876000]
[null,146939,"950MW | 500MW | 125MW","Trinidad, CO",13,100,950,499.99999999999898,1999.99999999999,125,1876646.21721822,900656.53105596721,499434.42056473601,459925.33947963302,14852.5500291358,133514.02797691099,876000]
[null,146958,"950MW | 550MW | 0MW","Trinidad, CO",12,100,950,550,2200,0,1886628.37794811,905581.62141509273,504636.15266090602,464736.25189892802,0,-1.2774563629136499E-13,865681.72065311472]
[null,147085,"950MW | 650MW | 0MW","Trinidad, CO",19,100,950,649.99999999999898,2599.99999999999,0,1816753.2528389201,904743.11991378223,504136.43418922799,464751.85055349203,0,-1.9161845443704801E-13,865358.5362780462]
[null,147202,"950MW | 750MW | 0MW","Trinidad, CO",16,100,950,749.99999999999898,2999.99999999999,0,1846699.7350285701,910422.96936908504,509640.69315986102,470160.146845493,0,-9.5809227218524004E-14,870942.42305471702]
[null,147329,"950MW | 850MW | 100MW","Trinidad, CO",3,100,950,850,3400,100,1976467.8245170701,916424.24572684593,514343.17179882299,473918.92607197701,-2.2204460492503099E-14,-1.99602556705258E-13,876000]
[null,147428,"950MW | 950MW | 0MW","Trinidad, CO",2,100,950,950,3800,0,1986449.9852469501,915753.44319884386,514331.469958656,473836.69842587598,0,-1.2774563629136499E-13,875258.67166606383]
[null,147474,"950MW | 950MW | 125MW","Trinidad, CO",8,100,950,950,3800,125,1926557.0208676399,915114.58491212898,514322.011716048,474337.33853115101,-1.9984014443252799E-14,-1.7964230103473201E-13,875129.91172723193]
[null,147601,"1000MW | 0MW | 125MW","Trinidad, CO",15,100,1000,0,0,125,1954401.99553522,401897.07002222602,0,0,474102.92997777398,4261853.4684492098,876000]
[null,147630,"1000MW | 50MW | 100MW","Trinidad, CO",4,100,1000,49.999999999999901,199.99999999999901,100,2069984.9092496601,474026.54421817238,72112.328801046198,66387.831181091999,406778.11925667402,3656650.5474340199,875080.16585489223]
[null,147747,"1000MW | 150MW | 100MW","Trinidad, CO",1,100,1000,149.99999999999901,599.99999999999898,100,2101507.5220808801,630452.25662426418,227848.77005559701,209654.287338761,263267.127185577,2366587.18640931,875524.9010930052]
[null,147874,"1000MW | 250MW | 100MW","Trinidad, CO",8,100,1000,250,1000,100,2027954.7588080501,733980.60897404794,331478.489764912,305113.45779213402,168384.42299873001,1513658.0936624899,876000]
[null,147991,"1000MW | 350MW | 100MW","Trinidad, CO",5,100,1000,349.99999999999898,1399.99999999999,100,2059477.3716392601,867039.97346012853,465256.27675109799,428164.53344935703,45083.3157171516,405267.44997619098,875031.54587553919]
[null,148020,"1000MW | 350MW | 125MW","Trinidad, CO",14,100,1000,349.99999999999898,1399.99999999999,125,1964909.53314562,807422.53628819797,405437.30997553002,373345.56694977602,100669.206737556,904945.70012591197,876000]
[null,148147,"1000MW | 500MW | 0MW","Trinidad, CO",1,100,1000,499.99999999999898,1999.99999999999,0,2101507.5220808801,912054.26458310185,508081.709765443,467477.02875419601,0,-4.1118126681283196E-13,871449.58357185486]
[null,148264,"1000MW | 550MW | 125MW","Trinidad, CO",18,100,1000,550,2200,125,1922879.382704,899245.16065659281,497613.92504819698,458472.044098877,15896.720292727099,142900.38772741199,876000]
[null,148391,"1000MW | 700MW | 0MW","Trinidad, CO",5,100,1000,700,2800,0,2059477.3716392601,914407.95300783147,512658.85136766499,472267.696338662,0,-1.9161845443704801E-13,874016.79797882843]
[null,148410,"1000MW | 700MW | 100MW","Trinidad, CO",4,100,1000,700,2800,100,2069984.9092496601,914933.32988834986,512876.19314957998,472398.43507946102,767.51535830509897,6899.4258104120199,875223.08717653598]
[null,148537,"1000MW | 800MW | 100MW","Trinidad, CO",11,100,1000,799.99999999999898,3199.99999999999,100,1996432.14597683,914365.92285738804,512545.14016866998,472645.51786828798,1108.9529114867901,9968.7104072282109,875575.25346849277]
[null,148664,"1000MW | 900MW | 100MW","Trinidad, CO",18,100,1000,899.99999999999898,3599.99999999999,100,1922879.382704,913042.37627619738,511411.14066780201,472247.88815661101,2120.8762349936601,19065.1927392285,876000]
[null,148781,"1000MW | 1000MW | 100MW","Trinidad, CO",15,100,1000,1000,4000.00000000001,100,1954401.99553522,914660.13391048275,513361.90765730001,473888.66000432201,214.26997345267699,1926.1370723581499,875401.15623095748]
[null,148810,"0MW | 0MW | 100MW","Willcox, NM",4,100,0,0,0,100,0,0,0,0,876000,7874626.7999999905,876000]
[null,148934,"0MW | 150MW | 100MW","Willcox, NM",8,100,0,149.99999999999901,599.99999999999898,100,0,0,0,575.499782797526,875424.500217202,7869453.4598024907,875999.99999999953]
[null,149053,"0MW | 300MW | 100MW","Willcox, NM",7,100,0,299.99999999999898,1199.99999999999,100,0,0,0,1150.9995655950499,874849.00043440401,7864280.1196049899,875999.99999999907]
[null,149180,"0MW | 450MW | 100MW","Willcox, NM",14,100,0,449.99999999999898,1799.99999999999,100,0,0,0,1726.49934839257,874273.50065160706,7859106.77940749,875999.99999999965]
[null,149199,"0MW | 450MW | 125MW","Willcox, NM",13,100,0,449.99999999999898,1799.99999999999,125,0,0,0,1726.49934839257,874273.50065160706,7859106.77940749,875999.99999999965]
[null,149326,"0MW | 600MW | 125MW","Willcox, NM",20,100,0,599.99999999999898,2399.99999999999,125,0,0,0,0,876000,7874626.7999999905,876000]
[null,149453,"0MW | 800MW | 100MW","Willcox, NM",7,100,0,799.99999999999898,3199.99999999999,100,0,0,0,3069.33217492014,872930.66782507906,7847035.6522799898,875999.99999999919]
[null,149570,"0MW | 950MW | 100MW","Willcox, NM",4,100,0,950,3800,100,0,0,0,3644.8319577176699,872355.16804228199,7841862.3120824806,875999.99999999965]
[null,149599,"0MW | 950MW | 125MW","Willcox, NM",13,100,0,950,3800,125,0,0,0,3644.8319577176699,872355.16804228199,7841862.3120824806,875999.99999999965]
[null,149716,"50MW | 50MW | 0MW","Willcox, NM",10,100,50,49.999999999999901,199.99999999999901,0,105039.03190608999,105039.03190608999,0,191.83326093250801,0,0,105230.86516702251]
[null,149843,"50MW | 150MW | 0MW","Willcox, NM",17,100,50,149.99999999999901,599.99999999999898,0,101189.433878119,101189.433878119,0,575.499782797526,0,0,101764.93366091653]
[null,149970,"50MW | 250MW | 100MW","Willcox, NM",4,100,50,250,1000,100,108338.687358638,108338.68735863808,0,959.16630466254503,766702.14633669902,6892115.6040644906,875999.99999999965]
[null,149989,"50MW | 250MW | 125MW","Willcox, NM",3,100,50,250,1000,125,108888.629934062,108888.62993406206,0,959.16630466254503,766152.203761274,6887172.0052712196,875999.9999999986]
[null,150116,"50MW | 350MW | 125MW","Willcox, NM",10,100,50,349.99999999999898,1399.99999999999,125,105039.03190608999,105039.03190608995,0,1342.83282652756,769618.13526738097,6918328.3033590699,875999.99999999849]
[null,150243,"50MW | 450MW | 125MW","Willcox, NM",17,100,50,449.99999999999898,1799.99999999999,125,101189.433878119,101189.43387811902,0,1726.49934839257,773084.06677348795,6949484.6014469201,875999.99999999953]
[null,150360,"50MW | 550MW | 125MW","Willcox, NM",14,100,50,550,2200,125,102839.261604392,102839.26160439191,0,2110.1658702575901,771050.57252534898,6931204.9116021199,875999.99999999837]
[null,150462,"50MW | 650MW | 100MW","Willcox, NM",16,100,50,649.99999999999898,2599.99999999999,100,101739.37645354299,101739.37645354295,0,2493.8323921226101,771766.79115433304,6937643.2157236505,875999.9999999986]
[null,150505,"50MW | 700MW | 0MW","Willcox, NM",19,100,50,700,2800,0,100089.54872726899,100089.54872726899,0,2685.6656530551199,0,0,102775.21438032412]
[null,150632,"50MW | 800MW | 100MW","Willcox, NM",6,100,50,799.99999999999898,3199.99999999999,100,107238.80220778901,107238.80220778903,0,3069.33217492013,765691.86561729002,6883033.8875935096,875999.99999999919]
[null,150759,"50MW | 900MW | 100MW","Willcox, NM",13,100,50,899.99999999999898,3599.99999999999,100,103389.204179817,103389.20417981704,0,3452.9986967851501,769157.797123397,6914190.1856813496,875999.99999999919]
[null,150778,"50MW | 900MW | 125MW","Willcox, NM",12,100,50,899.99999999999898,3599.99999999999,125,103939.146755241,103939.14675524102,0,3452.9986967851501,768607.85454797302,6909246.5868880898,875999.99999999919]
[null,150905,"50MW | 1000MW | 125MW","Willcox, NM",19,100,50,1000,4000.00000000001,125,100089.54872726899,100089.54872726901,0,3836.6652186501801,772073.78605407896,6940402.8849759297,875999.99999999814]
[null,151032,"100MW | 100MW | 0MW","Willcox, NM",6,100,100,100,400.00000000000102,0,214477.60441557801,214477.60441557801,0,383.66652186501801,0,0,214861.27093744304]
[null,151149,"100MW | 200MW | 0MW","Willcox, NM",3,100,100,199.99999999999901,799.99999999999795,0,217777.25986812499,217777.25986812499,0,767.33304373003295,0,0,218544.59291185503]
[null,151178,"100MW | 200MW | 100MW","Willcox, NM",12,100,100,199.99999999999901,799.99999999999795,100,207878.293510483,207878.29351048297,0,767.33304373003295,667354.37344578595,5999048.6692161998,875999.99999999895]
[null,151295,"100MW | 300MW | 100MW","Willcox, NM",9,100,100,299.99999999999898,1199.99999999999,100,211177.94896303001,211177.94896303001,0,1150.9995655950499,663671.051471374,5965938.1829916202,875999.99999999907]
[null,151422,"100MW | 400MW | 100MW","Willcox, NM",16,100,100,400,1600,100,203478.75290708701,203478.75290708704,0,1534.66608746007,670986.58100545197,6031699.6726323096,875999.99999999907]
[null,151451,"100MW | 450MW | 0MW","Willcox, NM",5,100,100,449.99999999999898,1799.99999999999,0,215577.48956642699,215577.48956642699,0,1726.49934839257,0,0,217303.98891481955]
[null,151568,"100MW | 550MW | 0MW","Willcox, NM",2,100,100,550,2200,0,218877.145018974,218877.145018974,0,2110.1658702575901,0,0,220987.31088923159]
[null,151695,"100MW | 650MW | 0MW","Willcox, NM",9,100,100,649.99999999999898,2599.99999999999,0,211177.94896303001,211177.94896303001,0,2493.8323921226101,0,-6.3872818145682611E-14,213671.78135515261]
[null,151812,"100MW | 750MW | 0MW","Willcox, NM",6,100,100,749.99999999999898,2999.99999999999,0,214477.60441557801,214477.60441557801,0,2877.4989139876302,0,-3.1936409072841305E-14,217355.10332956564]
[null,151893,"100MW | 800MW | 100MW","Willcox, NM",7,100,100,799.99999999999898,3199.99999999999,100,213377.71926472901,213377.71926472895,0,3069.33217492013,659552.94856034999,5928919.32049355,875999.99999999907]
[null,151967,"100MW | 850MW | 125MW","Willcox, NM",1,100,100,850,3400,125,219977.030169823,219977.03016982292,0,3261.1654358526498,652761.80439432303,5867871.6882418897,875999.9999999986]
[null,152084,"100MW | 950MW | 100MW","Willcox, NM",18,100,100,950,3800,100,201278.98260538801,201278.98260538804,0,3644.8319577176699,671076.18543689302,6032505.1537478603,875999.99999999872]
[null,152211,"150MW | 0MW | 125MW","Willcox, NM",5,100,150,0,0,125,323366.23434964102,308168.02133520786,0,0,567792.61251761299,5104058.13170458,875960.63385282084]
[null,152240,"150MW | 50MW | 0MW","Willcox, NM",14,100,150,49.999999999999901,199.99999999999901,0,308517.784813178,308517.784813178,8949.1782376163301,8425.0772395395306,0,-6.7864869279787798E-14,307993.68381510122]
[null,152357,"150MW | 150MW | 0MW","Willcox, NM",11,100,150,149.99999999999901,599.99999999999898,0,313467.26799199899,313467.26799199899,10881.3883487933,10586.3770636874,0,-8.0839035465629595E-14,313172.25670689309]
[null,152484,"150MW | 250MW | 0MW","Willcox, NM",18,100,150,250,1000,0,301918.47390808299,301918.47390808299,6599.5409767595202,7030.7440032813001,0,-7.8406379305784303E-14,302349.67693460477]
[null,152601,"150MW | 350MW | 0MW","Willcox, NM",15,100,150,349.99999999999898,1399.99999999999,0,306867.95708690397,306867.95708690397,8339.8864882238504,9015.5283956935,0,-9.1817176084418792E-14,307543.59899437363]
[null,152630,"150MW | 350MW | 125MW","Willcox, NM",4,100,150,349.99999999999898,1399.99999999999,125,325016.062075914,325016.062075914,15913.488167204399,15983.2419403556,550914.18415093399,4952332.8755879905,875999.99999999919]
[null,152757,"150MW | 450MW | 125MW","Willcox, NM",11,100,150,449.99999999999898,1799.99999999999,125,313467.26799199899,313467.26799199899,10881.3883487933,11737.3766292824,561676.74372751103,5049080.7523897197,875999.99999999907]
[null,152874,"150MW | 550MW | 125MW","Willcox, NM",8,100,150,550,2200,125,318416.75117081997,318416.75117081992,12959.5932423923,14032.991653258499,556509.85041831306,5002633.9983653398,875999.99999999907]
[null,153001,"150MW | 650MW | 125MW","Willcox, NM",15,100,150,649.99999999999898,2599.99999999999,125,306867.95708690397,306867.95708690397,8339.8864882238504,10166.527961288501,567305.40144003101,5099678.4451648705,875999.99999999965]
[null,153030,"150MW | 700MW | 100MW","Willcox, NM",4,100,150,700,2800,100,325016.062075914,325016.06207591388,15913.488167204399,17326.074766883099,549571.35132440599,4940261.74846048,875999.99999999849]
[null,153147,"150MW | 800MW | 100MW","Willcox, NM",1,100,150,799.99999999999898,3199.99999999999,100,329965.54525473499,329965.54525473487,18243.384445945801,19853.2458651903,544424.59332601901,4893995.9967855802,875999.99999999837]
[null,153274,"150MW | 900MW | 100MW","Willcox, NM",8,100,150,899.99999999999898,3599.99999999999,100,318416.75117081997,318416.75117081997,12959.5932423923,15375.824479786001,555167.01759178599,4990562.8712378396,875999.99999999965]
[null,153324,"150MW | 950MW | 0MW","Willcox, NM",18,100,150,950,3800,0,301918.47390808299,301918.47390808299,6599.5409767595202,9716.4096563364292,0,-7.8406379305784303E-14,305035.34258765989]
[null,153419,"150MW | 1000MW | 125MW","Willcox, NM",13,100,150,1000,4000.00000000001,125,310167.61253945099,310167.61253945093,9578.3027369487299,12648.703736643,562761.98646085395,5058836.3248925498,875999.99999999907]
[null,153546,"200MW | 50MW | 125MW","Willcox, NM",20,100,200,49.999999999999901,199.99999999999901,125,398158.42460738099,375861.55282936769,36982.853617820001,34024.225328394401,502973.07734779699,4521375.8842025502,875876.00188773917]
[null,153663,"200MW | 150MW | 125MW","Willcox, NM",17,100,200,149.99999999999901,599.99999999999898,125,404757.73551247601,404757.73551247595,63749.556107659497,59225.0914018443,475766.72919333901,4276809.8587376801,875999.99999999977]
[null,153790,"200MW | 300MW | 0MW","Willcox, NM",4,100,200,299.99999999999898,1199.99999999999,0,433354.74943455303,433354.74943455303,84602.821635783199,78968.685005636493,0,-5.3693087753714501E-13,427720.61280440632]
[null,153809,"200MW | 300MW | 100MW","Willcox, NM",3,100,200,299.99999999999898,1199.99999999999,100,435554.51973625098,435554.51973625098,86270.450104024596,80498.878270200905,446217.05209757201,4011178.9464207003,875999.9999999993]
[null,153936,"200MW | 400MW | 100MW","Willcox, NM",10,100,200,400,1600,100,420156.127624363,420156.12762436306,74797.386491790399,70348.261659907206,460292.99720751902,4137711.8397975499,875999.99999999884]
[null,154063,"200MW | 500MW | 100MW","Willcox, NM",17,100,200,499.99999999999898,1999.99999999999,100,404757.73551247601,404757.73551247612,63749.556107659497,60567.9242283719,474423.89636681101,4264738.7316101696,875999.99999999953]
[null,154180,"200MW | 600MW | 100MW","Willcox, NM",14,100,200,599.99999999999898,2399.99999999999,100,411357.04641756997,411357.04641756997,68430.1401034109,65257.728026328201,467815.365659512,4205332.6665230496,875999.9999999993]
[null,154209,"200MW | 650MW | 0MW","Willcox, NM",3,100,200,649.99999999999898,2599.99999999999,0,435554.51973625098,435554.51973625098,86270.450104024596,81841.711096728395,0,-5.5589312042414404E-13,431125.78072895476]
[null,154336,"200MW | 750MW | 0MW","Willcox, NM",10,100,200,749.99999999999898,2999.99999999999,0,420156.127624363,420156.12762436306,74797.386491790399,71691.094486434798,0,-3.6726870433767502E-13,417049.83561900747]
[null,154453,"200MW | 850MW | 0MW","Willcox, NM",7,100,200,850,3400,0,426755.43852945801,426755.43852945801,79662.332454560907,76545.675607822501,0,-2.93415758356729E-13,423638.78168271959]
[null,154482,"200MW | 850MW | 100MW","Willcox, NM",16,100,200,850,3400,100,406957.50581417402,406957.50581417396,65298.604482832401,63335.8815600585,471005.21710859903,4234007.1981543303,875999.99999999907]
[null,154599,"200MW | 950MW | 100MW","Willcox, NM",13,100,200,950,3800,100,413556.81671926798,413556.81671926798,70008.353302174393,68052.516995718106,464399.01958718698,4174622.1067750999,875999.99999999872]
[null,154726,"250MW | 0MW | 100MW","Willcox, NM",20,100,250,0,0,100,497698.03075922601,360831.07230043883,0,0,515140.61383529002,4630753.5199495703,875971.68613572884]
[null,154817,"250MW | 100MW | 0MW","Willcox, NM",11,100,250,100,400.00000000000102,0,522445.44665333099,467066.22930807789,103203.65720342701,95139.368388818199,-2.8643754035329001E-14,-2.5748729814978302E-13,459001.94049346907]
[null,154969,"250MW | 200MW | 125MW","Willcox, NM",3,100,250,199.99999999999901,799.99999999999795,125,544443.14967031404,540632.04762262176,174274.58789867701,160865.02113935701,348511.26850946801,3132872.3460121602,875733.74937276973]
[null,154998,"250MW | 250MW | 0MW","Willcox, NM",12,100,250,250,1000,0,519695.73377620801,519695.73377620801,155925.18288618501,144224.08055112301,-4.1078251911130697E-14,-3.69264729904728E-13,507994.63144114602]
[null,155115,"250MW | 350MW | 0MW","Willcox, NM",9,100,250,349.99999999999898,1399.99999999999,0,527944.872407577,527944.872407577,163184.158353406,151269.778248722,-7.30526750203353E-14,-6.5669241156029998E-13,516030.49230289296]
[null,155242,"250MW | 450MW | 0MW","Willcox, NM",16,100,250,449.99999999999898,1799.99999999999,0,508696.88226771698,508696.88226771698,146325.50730784499,136181.34706825699,-2.9309887850104101E-14,-2.6347537485094099E-13,498552.72202812898]
[null,155271,"250MW | 450MW | 125MW","Willcox, NM",5,100,250,449.99999999999898,1799.99999999999,125,538943.72391606797,538943.72391606797,172925.85980930401,160594.175104536,349387.96078869898,3140753.1959178499,875999.99999999895]
[null,155388,"250MW | 550MW | 125MW","Willcox, NM",2,100,250,550,2200,125,547192.86254743696,547192.86254743696,180271.39624898601,167719.50889679999,341359.024804749,3068578.6816773303,876000]
[null,155515,"250MW | 650MW | 125MW","Willcox, NM",9,100,250,649.99999999999898,2599.99999999999,125,527944.872407577,527944.872407577,163184.158353406,152420.777814317,358818.50813151099,3225527.21514659,875999.99999999895]
[null,155642,"250MW | 750MW | 125MW","Willcox, NM",16,100,250,749.99999999999898,2999.99999999999,125,508696.88226771698,508696.88226771692,146325.50730784499,137332.34663385199,376296.27840627398,3382640.1354775201,875999.9999999979]
[null,155661,"250MW | 800MW | 0MW","Willcox, NM",15,100,250,799.99999999999898,3199.99999999999,0,511446.59514484002,511446.59514484002,148718.072454924,139719.931078728,-9.3258734068513102E-15,-8.3833073816208494E-14,502448.45376864402]
[null,155788,"250MW | 900MW | 100MW","Willcox, NM",2,100,250,899.99999999999898,3599.99999999999,100,547192.86254743696,547192.86254743696,180271.39624898601,169062.341723327,340016.191978221,3056507.5545498198,875999.99999999895]
[null,155905,"250MW | 1000MW | 0MW","Willcox, NM",19,100,250,1000,4000.00000000001,0,500447.74363634898,500447.74363634898,139195.91670534699,131748.51583832601,-5.06261699229071E-14,-4.55093829287989E-13,493000.34276932804]
[null,156032,"300MW | 50MW | 100MW","Willcox, NM",6,100,300,49.999999999999901,199.99999999999901,100,643432.81324673397,441394.90988725948,66232.264020644099,60959.3435168461,439715.04633606598,3952730.4660287998,875837.0357195274]
[null,156061,"300MW | 50MW | 125MW","Willcox, NM",15,100,300,49.999999999999901,199.99999999999901,125,613735.91417380795,427773.93217914412,54761.571963061499,50440.7263196071,452465.69503195299,4067349.87235073,875918.7815676427]
[null,156178,"300MW | 150MW | 125MW","Willcox, NM",12,100,300,149.99999999999901,599.99999999999898,125,623634.88053145004,534816.79618490196,160948.48173236,148257.398165972,353874.28738148598,3181082.1315583903,876000]
[null,156248,"300MW | 250MW | 0MW","Willcox, NM",2,100,300,250,1000,0,656631.43505692401,638902.38631038717,262675.62237698497,242165.129064459,0,-1.5169794309599601E-13,618391.89299786114]
[null,156431,"300MW | 400MW | 0MW","Willcox, NM",5,100,300,400,1600,0,646732.46869928204,646085.7362305827,270400.480569229,249866.96988905099,0,-3.8722896000820102E-13,625552.22555040475]
[null,156450,"300MW | 400MW | 100MW","Willcox, NM",4,100,300,400,1600,100,650032.12415182905,648732.05990352551,273225.47160475102,252459.471140087,247755.658669469,2227149.94247746,875721.7181083305]
[null,156577,"300MW | 500MW | 100MW","Willcox, NM",11,100,300,499.99999999999898,1999.99999999999,100,626934.53598399798,626934.53598399798,252813.78882480401,234109.82301590501,267769.4298249,2407059.7355249799,875999.99999999895]
[null,156694,"300MW | 600MW | 100MW","Willcox, NM",8,100,300,599.99999999999898,2399.99999999999,100,636833.50234163995,636833.50234163995,261978.150960928,242905.23119807401,258239.417421213,2321391.5950245098,875999.99999999895]
[null,156821,"300MW | 700MW | 100MW","Willcox, NM",15,100,300,700,2800,100,613735.91417380795,613735.91417380807,240642.33552536901,223705.38103072799,279201.04032083199,2509821.9117560498,875999.99999999907]
[null,156850,"300MW | 750MW | 0MW","Willcox, NM",4,100,300,749.99999999999898,2999.99999999999,0,650032.12415182905,650032.12415182893,274247.25396138598,254742.34373471999,0,-2.07586658973468E-13,630527.21392516291]
[null,156967,"300MW | 850MW | 0MW","Willcox, NM",1,100,300,850,3400,0,659931.09050947102,659931.09050947102,283482.44755079201,263602.91685390798,0,-1.4371384082778599E-13,640051.55981258699]
[null,157094,"300MW | 950MW | 0MW","Willcox, NM",8,100,300,950,3800,0,636833.50234163995,636833.50234163995,261978.150960928,244248.06402460099,0,-2.5149922144862499E-13,619103.4154053129]
[null,157211,"350MW | 0MW | 0MW","Willcox, NM",5,100,350,0,0,0,754521.21348249598,381787.73402214295,0,0,0,0,381787.73402214295]
[null,157240,"350MW | 0MW | 100MW","Willcox, NM",14,100,350,0,0,100,719874.83123074798,379986.82937891601,0,0,496013.17062108399,4458811.1946641104,876000]
[null,157367,"350MW | 100MW | 125MW","Willcox, NM",1,100,350,100,400.00000000000102,125,769919.60559438297,527820.24897581502,145346.51399668399,133718.79288199099,359807.47213887802,3234417.3092980096,876000]
[null,157484,"350MW | 200MW | 100MW","Willcox, NM",18,100,350,199.99999999999901,799.99999999999795,100,704476.43911886099,573443.82144275284,194399.67912703101,179077.50154893001,317783.47937085398,2856651.0311084199,875905.12323550577]
[null,157611,"350MW | 300MW | 125MW","Willcox, NM",5,100,350,299.99999999999898,1199.99999999999,125,754521.21348249598,712268.02552747622,330578.655914923,304635.75022790401,189611.316676444,1704473.00899955,875936.43651690125]
[null,157640,"350MW | 350MW | 0MW","Willcox, NM",14,100,350,349.99999999999898,1399.99999999999,0,719874.83123074798,688920.21348782582,309177.169248374,285205.97348527802,0,-2.15570761241679E-13,664949.01772472984]
[null,157776,"350MW | 450MW | 100MW","Willcox, NM",10,100,350,449.99999999999898,1799.99999999999,100,735273.22334263602,718186.00023057009,337392.34656453301,311517.48859149101,183688.857742472,1651234.2489043998,876000]
[null,157883,"350MW | 550MW | 0MW","Willcox, NM",17,100,350,550,2200,0,708326.03714683303,698409.47262677737,318993.66820059298,295027.071474939,0,-5.5888715877472298E-13,674442.87590112339]
[null,158000,"350MW | 650MW | 0MW","Willcox, NM",14,100,350,649.99999999999898,2599.99999999999,0,719874.83123074798,708356.83393105585,328190.363157165,303849.111446961,0,-2.15570761241679E-13,684015.58222085191]
[null,158029,"350MW | 650MW | 125MW","Willcox, NM",3,100,350,649.99999999999898,2599.99999999999,125,762220.40953843901,739353.79725228576,357288.242407299,330536.34535415802,163344.02518286099,1468348.4455762901,875945.92538200575]
[null,158156,"350MW | 750MW | 125MW","Willcox, NM",10,100,350,749.99999999999898,2999.99999999999,125,735273.22334263602,720567.7588757833,340026.23630738503,315091.66672050999,180114.67961345401,1619104.8894492199,875747.8689023623]
[null,158273,"350MW | 850MW | 125MW","Willcox, NM",7,100,350,850,3400,125,746822.01742655202,729645.11102574132,348621.28714475001,323360.19410286099,171263.407368065,1539538.14785374,875647.42535191728]
[null,158302,"350MW | 900MW | 0MW","Willcox, NM",16,100,350,899.99999999999898,3599.99999999999,0,712175.63517480402,703629.52755270631,324010.835384031,300978.169473599,0,-4.55093829287989E-13,680596.86164227431]
[null,158429,"350MW | 1000MW | 100MW","Willcox, NM",3,100,350,1000,4000.00000000001,100,762220.40953843901,742224.90160419,360105.27214120998,334470.84553588397,159409.525001136,1432980.04309271,876000]
[null,158546,"400MW | 50MW | 0MW","Willcox, NM",20,100,400,49.999999999999901,199.99999999999901,0,796316.84921476198,433196.36597283062,49851.181532453797,45735.038308191899,0,-3.1936409072841305E-14,429080.22274856875]
[null,158673,"400MW | 150MW | 100MW","Willcox, NM",7,100,400,149.99999999999901,599.99999999999898,100,853510.87705891603,581240.90727712191,195479.74939153,179901.79692273599,310321.52837341197,2789573.3150071097,875984.48318173992]
[null,158790,"400MW | 250MW | 100MW","Willcox, NM",4,100,400,250,1000,100,866709.49886910606,713058.64134864206,326836.45489746501,300781.686049129,188996.127499694,1698942.8889329999,876000]
[null,158819,"400MW | 250MW | 125MW","Willcox, NM",13,100,400,250,1000,125,827113.63343853701,660863.79311739118,276363.69800864701,254456.10994872,236717.96230823701,2127928.77857744,875674.16736570117]
[null,158946,"400MW | 350MW | 125MW","Willcox, NM",20,100,400,349.99999999999898,1399.99999999999,125,796316.84921476198,691999.3419676281,308700.33462932898,283274.95559615397,209117.66795284301,1879821.45252849,875691.63088729605]
[null,159063,"400MW | 450MW | 125MW","Willcox, NM",17,100,400,449.99999999999898,1799.99999999999,125,809515.47102495201,759309.08144355903,375165.151321529,346123.273832926,145732.796045044,1310035.82348771,876000]
[null,159092,"400MW | 500MW | 100MW","Willcox, NM",6,100,400,499.99999999999898,1999.99999999999,100,857910.41766231298,789751.46258788195,403824.74860513798,372587.29087714799,117485.995140108,1056116.85611297,876000]
[null,159209,"400MW | 600MW | 100MW","Willcox, NM",3,100,400,599.99999999999898,2399.99999999999,100,871109.03947250196,798505.24932792096,412138.47561564902,380593.773780238,109039.45250749,980188.3504255861,876000]
[null,159282,"400MW | 650MW | 100MW","Willcox, NM",16,100,400,649.99999999999898,2599.99999999999,100,813915.01162834803,769149.68598878873,384977.88440245599,355909.71715496102,135772.30113280399,1220497.9465731101,875853.81987409771]
[null,159462,"400MW | 800MW | 100MW","Willcox, NM",16,100,400,799.99999999999898,3199.99999999999,100,813915.01162834803,770777.51601204555,386784.12655248301,358146.95971578301,133535.058571981,1200386.7020211101,875675.40774732665]
[null,159481,"400MW | 800MW | 125MW","Willcox, NM",15,100,400,799.99999999999898,3199.99999999999,125,818314.55223174405,773750.93022220605,389260.90257853502,360416.98950360197,131092.982852727,1178434.1507580201,876000]
[null,159608,"400MW | 950MW | 0MW","Willcox, NM",2,100,400,950,3800,0,875508.58007589902,804592.3850897511,418395.26435221202,387684.24808825599,0,-1.5968204536420601E-13,773881.36882579513]
[null,159735,"500MW | 0MW | 0MW","Willcox, NM",9,100,500,0,0,0,1055889.74481515,391735.09532642068,0,0,0,0,391735.09532642068]
[null,159852,"500MW | 100MW | 0MW","Willcox, NM",6,100,500,100,400.00000000000102,0,1072388.0220778901,527614.90686232189,136514.364281624,125626.785960101,0,-2.3153896577809899E-13,516727.32854079886]
[null,159881,"500MW | 100MW | 100MW","Willcox, NM",15,100,500,100,400.00000000000102,100,1022893.19028968,503263.44962252263,113035.434193858,104086.59775627,381391.53539150499,3428442.9290948501,875706.14857643959]
[null,159998,"500MW | 200MW | 100MW","Willcox, NM",12,100,500,199.99999999999901,799.99999999999795,100,1039391.46755241,628831.83786920807,238353.44833632099,219432.88408092901,265674.37432870601,2388226.65315304,875585.64794252208]
[null,160125,"500MW | 300MW | 100MW","Willcox, NM",19,100,500,299.99999999999898,1199.99999999999,100,1000895.4872726901,688616.09524361067,299018.76828553702,275459.83172643598,210539.24846381199,1892600.46621575,875596.40714832162]
[null,160252,"500MW | 400MW | 125MW","Willcox, NM",6,100,500,400,1600,125,1072388.0220778901,852250.11624450632,460643.02471456601,424056.98576373101,60335.922706328703,542377.70998400101,876000]
[null,160271,"500MW | 450MW | 0MW","Willcox, NM",5,100,500,449.99999999999898,1799.99999999999,0,1077887.4478321299,857998.40847437549,465779.27557343198,428963.41461963498,0,-7.9841022682103308E-14,821182.54752057849]
[null,160398,"500MW | 550MW | 0MW","Willcox, NM",12,100,500,550,2200,0,1039391.46755241,850222.22045787144,459005.12496753701,423190.148950373,0,-1.4371384082778599E-13,814407.24444070738]
[null,160515,"500MW | 650MW | 0MW","Willcox, NM",9,100,500,649.99999999999898,2599.99999999999,0,1055889.74481515,857382.47278990189,465850.279921757,429839.09244456497,0,-8.7825124950313606E-14,821371.28531270986]
[null,160642,"500MW | 750MW | 0MW","Willcox, NM",16,100,500,749.99999999999898,2999.99999999999,0,1017393.76453543,846471.61209347774,455807.41275342403,421058.60753786098,0,-2.07586658973468E-13,811722.8068779147]
[null,160671,"500MW | 750MW | 125MW","Willcox, NM",5,100,500,749.99999999999898,2999.99999999999,125,1077887.4478321299,865543.62060920033,473843.80703808402,437533.78313271003,46743.113916355498,420187.87392829498,875976.71062018187]
[null,160810,"500MW | 900MW | 0MW","Willcox, NM",4,100,500,899.99999999999898,3599.99999999999,0,1083386.8735863799,869959.65948986309,477636.22153759701,441587.54905987403,0,-1.77646275467679E-13,833910.9870121401]
[null,160914,"500MW | 950MW | 125MW","Willcox, NM",8,100,500,950,3800,125,1061389.1705694001,862909.39567292214,472031.43605235399,436666.00045512401,47961.704809512099,431142.15304414695,875505.66488520429]
[null,161041,"550MW | 0MW | 125MW","Willcox, NM",15,100,550,0,0,125,1125182.50931864,392664.11192078399,0,0,483335.88807921601,4344851.2987104999,876000]
[null,161060,"550MW | 50MW | 0MW","Willcox, NM",14,100,550,49.999999999999901,199.99999999999901,0,1131231.87764831,451361.51918167574,58319.592973643201,53697.667602661102,0,0,446739.59381069365]
[null,161187,"550MW | 150MW | 100MW","Willcox, NM",1,100,550,149.99999999999901,599.99999999999898,100,1209873.66593403,618033.30291787791,223871.99189864699,205962.232549423,275876.45643134601,2479936.2297982997,876000]
[null,161304,"550MW | 250MW | 0MW","Willcox, NM",18,100,550,250,1000,0,1107034.4043296301,652043.26415015222,259812.095109621,239312.479476949,0,-7.9841022682103308E-14,631543.64851748024]
[null,161431,"550MW | 350MW | 100MW","Willcox, NM",5,100,550,349.99999999999898,1399.99999999999,100,1185676.19261535,849806.22369642195,456048.75259707798,419658.857610918,62583.671289737998,562583.39632484096,876000]
[null,161460,"550MW | 350MW | 125MW","Willcox, NM",14,100,550,349.99999999999898,1399.99999999999,125,1131231.87764831,785988.30796855397,393210.91505067702,362059.536600544,121163.07048157899,1089171.18948006,876000]
[null,161577,"550MW | 450MW | 125MW","Willcox, NM",11,100,550,449.99999999999898,1799.99999999999,125,1149379.98263733,866632.50690854678,473886.55817469,436282.29707538302,46605.662805957698,418952.28466159495,875633.90861519752]
[null,161704,"550MW | 550MW | 125MW","Willcox, NM",18,100,550,550,2200,125,1107034.4043296301,861272.76656845212,469070.60282741103,432318.09968067898,51364.456187343298,461730.50600488501,875884.71960906335]
[null,161733,"550MW | 600MW | 100MW","Willcox, NM",7,100,550,599.99999999999898,2399.99999999999,100,1173577.4559560099,881008.87408892449,487462.33825802198,449300.19167603098,33153.272493066499,298024.712421923,876000]
[null,161850,"550MW | 700MW | 100MW","Willcox, NM",4,100,550,700,2800,100,1191725.5609450201,886643.81734309508,492823.74428192002,454580.85959577101,27558.801272439701,247734.33227834202,875959.73392938578]
[null,161977,"550MW | 800MW | 100MW","Willcox, NM",11,100,550,799.99999999999898,3199.99999999999,100,1149379.98263733,880100.80890405073,486988.76878539199,449679.16366375698,33208.796217584299,298523.83183873101,876000]
[null,162094,"550MW | 900MW | 100MW","Willcox, NM",8,100,550,899.99999999999898,3599.99999999999,100,1167528.0876263401,884633.1580372192,491193.85928966303,453896.02130543999,28664.679947003799,257675.407447601,876000]
[null,162123,"550MW | 900MW | 125MW","Willcox, NM",17,100,550,899.99999999999898,3599.99999999999,125,1113083.7726592999,872442.18044467387,480007.841092897,443711.36099675001,39854.299651473098,358262.25585698697,876000]
[null,162303,"600MW | 0MW | 125MW","Willcox, NM",17,100,600,0,0,125,1214273.2065374199,394233.17033202801,0,0,481766.82966797199,4330746.5619342998,876000]
[null,162366,"600MW | 50MW | 125MW","Willcox, NM",20,100,600,49.999999999999901,199.99999999999901,125,1194475.2738221399,444344.80186183599,50461.935775959399,46296.9322122171,435796.49154961202,3917505.40148693,875976.28984770575]
[null,162493,"600MW | 200MW | 0MW","Willcox, NM",7,100,600,199.99999999999901,799.99999999999795,0,1280266.31558837,661897.6851591873,267024.44506395498,245743.05942910601,0,-2.15570761241679E-13,640616.29952433833]
[null,162512,"600MW | 200MW | 100MW","Willcox, NM",6,100,600,199.99999999999901,799.99999999999795,100,1286865.62649346,667545.58402627602,272201.32050847902,250492.356509859,230163.379972344,2069007.6715853999,876000]
[null,162639,"600MW | 300MW | 100MW","Willcox, NM",13,100,600,299.99999999999898,1199.99999999999,100,1240670.4501578,744402.2700946799,350195.517014971,322421.58556562202,158928.04739118399,1428651.89641357,875556.38603651489]
[null,162766,"600MW | 400MW | 100MW","Willcox, NM",20,100,600,400,1600,100,1194475.2738221399,784770.25490114605,391168.121561807,358850.28225661803,123243.14150521001,1107869.5719327901,875695.55710116704]
[null,162883,"600MW | 500MW | 100MW","Willcox, NM",17,100,600,499.99999999999898,1999.99999999999,100,1214273.2065374199,870633.88908733008,476901.12265735399,439286.23313225497,42480.596535717101,381870.82643852197,875499.59609794815]
[null,162912,"600MW | 550MW | 0MW","Willcox, NM",6,100,600,550,2200,0,1286865.62649346,894371.61041295482,498755.63330123603,459276.63283403899,0,-1.5968204536420601E-13,854892.60994575778]
[null,163039,"600MW | 650MW | 0MW","Willcox, NM",13,100,600,649.99999999999898,2599.99999999999,0,1240670.4501578,889560.71276314254,494720.84634618001,456038.63899680902,0,-1.6167807093125901E-13,850878.50541377161]
[null,163156,"600MW | 750MW | 0MW","Willcox, NM",10,100,600,749.99999999999898,2999.99999999999,0,1260468.38287309,894932.5518398938,499968.60023169202,461211.52039067697,0,-2.5549127258272999E-13,856175.47199887875]
[null,163283,"600MW | 850MW | 0MW","Willcox, NM",17,100,600,850,3400,0,1214273.2065374199,888847.98718539136,494060.16118352202,456249.76662778202,0,-2.4052108082983601E-13,851037.59262965131]
[null,163302,"600MW | 850MW | 100MW","Willcox, NM",16,100,600,850,3400,100,1220872.51744252,889480.10730900406,495139.73436133098,457230.06771714502,24429.559335181901,219604.63773175102,876000]
[null,163429,"600MW | 950MW | 125MW","Willcox, NM",3,100,600,950,3800,125,1306663.55920875,904987.44959050277,509356.20177935198,470525.10321869899,9843.6489701502105,88487.513687371305,876000]
[null,163556,"650MW | 0MW | 125MW","Willcox, NM",10,100,650,0,0,125,1365507.41477918,395997.15028596227,0,0,479560.21982760099,4310910.68409626,875557.37011356326]
[null,163673,"650MW | 100MW | 125MW","Willcox, NM",7,100,650,100,400.00000000000102,125,1386955.17522073,531203.83210953965,134882.86832889801,124132.523847694,355147.03015721298,3192523.19819223,875600.51778554858]
[null,163734,"650MW | 150MW | 125MW","Willcox, NM",8,100,650,149.99999999999901,599.99999999999898,125,1379805.9217402199,594476.95004239411,197848.71045463401,182091.31234207799,297280.44807016198,2672343.13183711,876000]
[null,163818,"650MW | 250MW | 0MW","Willcox, NM",12,100,650,250,1000,0,1351208.90781814,697223.79643416021,301195.95383859897,277284.91704574699,0,-1.9161845443704801E-13,673312.75964130822]
[null,163945,"650MW | 350MW | 0MW","Willcox, NM",19,100,650,349.99999999999898,1399.99999999999,0,1301164.1334545,750771.70500324643,355315.91600817197,327313.63506864902,0,-7.9841022682103308E-14,722769.42406372353]
[null,164072,"650MW | 450MW | 100MW","Willcox, NM",6,100,650,449.99999999999898,1799.99999999999,100,1394104.4287012501,893293.7543929948,496482.64837104001,456915.10879245499,22273.785185590201,200225.73716882599,876000]
[null,164091,"650MW | 450MW | 125MW","Willcox, NM",5,100,650,449.99999999999898,1799.99999999999,125,1401253.68218177,893999.8492319691,497328.89474873798,457663.44107436697,21435.316347911499,192688.48924628101,875769.71190550958]
[null,164218,"650MW | 550MW | 125MW","Willcox, NM",12,100,650,550,2200,125,1351208.90781814,893149.08806779049,497445.057584494,458055.85954527801,21696.399865280098,195035.447308962,875456.28989385464]
[null,164345,"650MW | 650MW | 125MW","Willcox, NM",19,100,650,649.99999999999898,2599.99999999999,125,1301164.1334545,890771.06718435814,495218.53737200203,456389.434363198,24058.035824445898,216264.90143669199,876000]
[null,164462,"650MW | 750MW | 125MW","Willcox, NM",16,100,650,749.99999999999898,2999.99999999999,125,1322611.8938960601,898053.47595542483,502527.561190643,463444.23076731898,16699.095106305002,150113.17563910701,875669.24063840578]
[null,164491,"650MW | 800MW | 100MW","Willcox, NM",5,100,650,799.99999999999898,3199.99999999999,100,1401253.68218177,906611.13237160514,509834.75231659203,470098.47513090802,9000.2822913698492,80906.237601811008,875875.13747729105]
[null,164608,"650MW | 900MW | 100MW","Willcox, NM",2,100,650,899.99999999999898,3599.99999999999,100,1422701.44262333,909106.2218363079,512454.71788959199,472813.30341092398,6018.4448710173901,54101.6064790366,875483.25222865725]
[null,164735,"650MW | 1000MW | 100MW","Willcox, NM",9,100,650,1000,4000.00000000001,100,1372656.6682597001,907223.81551970751,510688.90788278898,471757.24005421897,7707.8523088624597,69288.196760057297,876000]
[null,164862,"700MW | 50MW | 100MW","Willcox, NM",16,100,700,49.999999999999901,199.99999999999901,100,1424351.2703495999,452912.77687849972,55724.036271707897,51316.4696009822,427494.78979222599,3842878.9138792502,876000]
[null,164881,"700MW | 50MW | 125MW","Willcox, NM",15,100,700,49.999999999999901,199.99999999999901,125,1432050.46640555,453959.99785055942,57040.437213448,52524.201385332301,426191.815098083,3831166.0834611901,875635.57712052669]
[null,165008,"700MW | 200MW | 0MW","Willcox, NM",2,100,700,199.99999999999901,799.99999999999795,0,1532140.01513282,692527.28684003465,294723.94487261598,271159.45761310501,0,-1.64173102890075E-13,668962.79958052374]
[null,165135,"700MW | 300MW | 0MW","Willcox, NM",9,100,700,299.99999999999898,1199.99999999999,0,1478245.6427412101,781991.94501010003,384399.21456619998,353808.41734112502,0,0,751401.14778502507]
[null,165165,"700MW | 300MW | 100MW","Willcox, NM",19,100,700,299.99999999999898,1199.99999999999,100,1401253.68218177,703429.34845524852,307046.90145507298,282845.71420200699,196253.04322027101,1764177.4814199801,875481.20442245353]
[null,165280,"700MW | 400MW | 100MW","Willcox, NM",14,100,700,400,1600,100,1439749.6624614899,846572.80152735603,449555.45964193501,413940.15941442398,64681.187830252296,581438.60176248592,875638.68913009728]
[null,165397,"700MW | 500MW | 100MW","Willcox, NM",11,100,700,499.99999999999898,1999.99999999999,100,1462847.25062932,895262.51738514402,498213.73898539803,458692.348502954,19653.3587092038,176669.93744464498,875394.48561190371]
[null,165524,"700MW | 600MW | 100MW","Willcox, NM",18,100,700,599.99999999999898,2399.99999999999,100,1408952.8782377201,894140.79876869242,497143.28779008199,458056.67170434201,20945.8173170476,188288.23560813599,876000]
[null,165553,"700MW | 650MW | 0MW","Willcox, NM",7,100,700,649.99999999999898,2599.99999999999,0,1493644.0348531001,905148.28512097884,507252.733386865,466934.64634727198,0,0,864830.19808138581]
[null,165670,"700MW | 750MW | 0MW","Willcox, NM",4,100,700,749.99999999999898,2999.99999999999,0,1516741.62302093,908528.23218953703,510744.57506329397,470317.18188689102,0,-1.5968204536420601E-13,868100.83901313413]
[null,165797,"700MW | 850MW | 0MW","Willcox, NM",11,100,700,850,3400,0,1462847.25062932,906965.29539017845,509555.81253887399,469806.21877764701,0,-1.5968204536420601E-13,867215.70162895147]
[null,165914,"700MW | 950MW | 0MW","Willcox, NM",8,100,700,950,3800,0,1485944.83879716,910884.18618265889,512394.58867132699,472716.25995935901,0,-1.5968204536420601E-13,871205.85747069097]
[null,165943,"700MW | 950MW | 100MW","Willcox, NM",17,100,700,950,3800,100,1416652.07429366,905228.85941536759,508135.73362266598,469054.01146061998,9852.8627466783892,88570.339088716093,876000]
[null,166070,"750MW | 0MW | 125MW","Willcox, NM",4,100,750,0,0,125,1625080.3103795699,399364.25653801899,0,0,476635.74346198101,4284621.6887027798,876000]
[null,166187,"750MW | 100MW | 125MW","Willcox, NM",1,100,750,100,400.00000000000102,125,1649827.7262736701,550392.32074091397,150790.16745065001,138726.95405637601,337670.89265335997,3035424.9553288501,876000]
[null,166314,"750MW | 200MW | 125MW","Willcox, NM",8,100,750,199.99999999999901,799.99999999999795,125,1592083.7558541,662306.84243530571,263856.49907411402,242841.977446604,234118.49369846401,2104561.3754036003,875410.81450625975]
[null,166343,"750MW | 250MW | 0MW","Willcox, NM",17,100,750,250,1000,0,1517841.50817178,667850.26359558315,270318.00230927201,248961.12868987999,0,-6.3872818145682611E-14,646493.3899761911]
[null,166460,"750MW | 350MW | 0MW","Willcox, NM",14,100,750,349.99999999999898,1399.99999999999,0,1542588.92406588,802146.24051425769,403214.43901240901,371262.77836022101,0,-1.2774563629136499E-13,770194.57986206969]
[null,166587,"750MW | 450MW | 100MW","Willcox, NM",1,100,750,449.99999999999898,1799.99999999999,100,1649827.7262736701,903896.77386201848,504294.62057175598,463951.05094716803,12446.7957625694,111887.981148465,876000]
[null,166693,"750MW | 550MW | 0MW","Willcox, NM",7,100,750,550,2200,0,1600332.8944854599,904188.08538428473,505381.39803404303,465172.45363342599,0,-3.1936409072841303E-13,863979.14098366769]
[null,166732,"750MW | 550MW | 125MW","Willcox, NM",6,100,750,550,2200,125,1608582.03311683,905086.67300520826,505883.86382960703,465597.79426170199,11199.3965626968,100674.73552105001,876000]
[null,166859,"750MW | 650MW | 125MW","Willcox, NM",13,100,750,649.99999999999898,2599.99999999999,125,1550838.0626972499,903877.05496971821,505258.11640360201,465361.17231646198,12019.889117421801,108050.38924324,876000]
[null,166976,"750MW | 750MW | 125MW","Willcox, NM",10,100,750,749.99999999999898,2999.99999999999,125,1575585.4785913599,907537.23566862347,509139.21574884403,468861.42375260702,8265.1017588416598,74297.479240755405,875524.54543122812]
[null,167103,"750MW | 850MW | 125MW","Willcox, NM",17,100,750,850,3400,125,1517841.50817178,905903.17377892532,507636.83650202397,467939.35260254203,9794.3101205566509,88043.991966719899,876000]
[null,167132,"750MW | 900MW | 100MW","Willcox, NM",6,100,750,899.99999999999898,3599.99999999999,100,1608582.03311683,912066.01277724258,513258.42016274098,472866.252570807,3930.9382535923301,35336.383243017503,875604.78343890095]
[null,167249,"750MW | 1000MW | 100MW","Willcox, NM",3,100,750,1000,4000.00000000001,100,1633329.44901094,914244.74881956982,514800.65157732798,474055.22045797901,2500.6822997791801,22479.383397404999,876000]
[null,167376,"800MW | 50MW | 100MW","Willcox, NM",10,100,800,49.999999999999901,199.99999999999901,100,1680624.5104974499,463534.53414686269,63643.751398088098,58582.4650249474,417526.75222627801,3753273.23378768,876000]
[null,167493,"800MW | 150MW | 100MW","Willcox, NM",7,100,800,149.99999999999901,599.99999999999898,100,1707021.75411783,602472.96828502603,202338.64471158799,186211.98061232301,289653.69581423898,2603783.9677829398,876000]
[null,167522,"800MW | 150MW | 125MW","Willcox, NM",16,100,800,149.99999999999901,599.99999999999898,125,1627830.02325669,566178.86124616698,166787.93083921599,153595.965065111,323013.10452793801,2903661.7005329998,876000]
[null,167649,"800MW | 300MW | 0MW","Willcox, NM",3,100,800,299.99999999999898,1199.99999999999,0,1742218.078945,832780.24173570995,432450.26633078401,397894.53001071798,0,-7.1856920413892997E-14,798224.50541564391]
[null,167766,"800MW | 350MW | 125MW","Willcox, NM",20,100,800,349.99999999999898,1399.99999999999,125,1592633.69842952,748537.83826187439,349927.19569429598,321036.67912711302,155918.32067810901,1401596.56007172,875565.6423728005]
[null,167893,"800MW | 500MW | 0MW","Willcox, NM",7,100,800,499.99999999999898,1999.99999999999,0,1707021.75411783,904721.52968244976,504480.97289243003,464323.91999828402,0,-2.76449541036782E-13,864564.47678830381]
[null,167912,"800MW | 500MW | 100MW","Willcox, NM",6,100,800,499.99999999999898,1999.99999999999,100,1715820.8353246199,905174.11132057826,504960.65991207201,464731.661234667,11054.887356826801,99375.698916723995,876000]
[null,168039,"800MW | 600MW | 100MW","Willcox, NM",13,100,800,599.99999999999898,2399.99999999999,100,1654227.2668770701,904533.00539887859,504889.51303317503,464981.77182749502,11374.7358068014,102250.91258807899,876000]
[null,168186,"800MW | 700MW | 125MW","Willcox, NM",20,100,800,700,2800,125,1592633.69842952,903864.65403982077,504819.65384504298,462641.39974063501,14313.600064587201,128669.245060594,876000]
[null,168282,"800MW | 800MW | 100MW","Willcox, NM",16,100,800,799.99999999999898,3199.99999999999,100,1627830.02325669,906701.32295397646,508066.77905603597,468227.13703052799,8381.9325625228394,75347.706384286605,875243.61349099129]
[null,168311,"800MW | 850MW | 0MW","Willcox, NM",5,100,800,850,3400,0,1724619.9165314101,914048.55576164741,513448.62864336401,472601.08510056703,0,-1.3572973855957499E-13,873201.01221885043]
[null,168438,"800MW | 950MW | 0MW","Willcox, NM",12,100,800,950,3800,0,1663026.34808386,911338.43874995538,512360.83913018898,472076.96386930201,0,-1.9161845443704801E-13,871054.56348906842]
[null,168555,"850MW | 0MW | 0MW","Willcox, NM",9,100,850,0,0,0,1795012.5661857601,400287.80225942447,0,0,0,0,400287.80225942447]
[null,168584,"850MW | 0MW | 100MW","Willcox, NM",18,100,850,0,0,100,1710871.3521457999,400169.193252981,0,0,475830.806747019,4277385.8710909802,876000]
[null,168701,"850MW | 100MW | 100MW","Willcox, NM",15,100,850,100,400.00000000000102,100,1738918.42349245,514381.08611398097,113963.01209371501,104939.96942413801,370641.95655559603,3331811.7400652203,876000]
[null,168828,"850MW | 200MW | 125MW","Willcox, NM",2,100,850,199.99999999999901,799.99999999999795,125,1860455.7326612801,697408.49580079201,295982.40200226603,272317.23817238299,202256.668029091,1818145.8659138998,876000]
[null,168955,"850MW | 300MW | 125MW","Willcox, NM",9,100,850,299.99999999999898,1199.99999999999,125,1795012.5661857601,788010.51655554853,387323.31804816501,356498.59254424501,118606.257784544,1066187.2331026099,875792.04883617256]
[null,169072,"850MW | 400MW | 125MW","Willcox, NM",6,100,850,400,1600,125,1823059.63753241,896546.39038965967,495421.14752993401,455921.739015311,18953.018124963299,170374.365830733,876000]
[null,169101,"850MW | 450MW | 0MW","Willcox, NM",15,100,850,449.99999999999898,1799.99999999999,0,1738918.42349245,881631.64071067213,480599.88988498697,442574.89103567298,0,-1.03793329486734E-13,843606.64186135819]
[null,169218,"850MW | 550MW | 0MW","Willcox, NM",12,100,850,550,2200,0,1766965.4948391099,904686.33335762436,504507.478732383,464553.08737010602,0,-9.5809227218524004E-14,864731.94199534738]
[null,169345,"850MW | 650MW | 0MW","Willcox, NM",19,100,850,649.99999999999898,2599.99999999999,0,1701522.3283635799,903508.35636106087,503699.05089268601,464188.68403870001,0,-2.7145947711915099E-13,863997.98950707493]
[null,169374,"850MW | 650MW | 125MW","Willcox, NM",8,100,850,649.99999999999898,2599.99999999999,125,1804361.58996798,909398.24134386191,508763.09165541502,468367.53879298503,6660.0167065996402,59868.888180636197,875662.70518803154]
[null,169491,"850MW | 750MW | 125MW","Willcox, NM",5,100,850,749.99999999999898,2999.99999999999,125,1832408.6613146299,912539.5133346857,511514.43336894101,470794.70364230301,4004.5394320237001,35998.006316290601,875824.32304007141]
[null,169618,"850MW | 850MW | 125MW","Willcox, NM",12,100,850,850,3400,125,1766965.4948391099,911692.40070326789,511032.21819714602,470777.41556995298,4562.4019239251902,41012.799614740703,876000]
[null,169692,"850MW | 950MW | 0MW","Willcox, NM",6,100,850,950,3800,0,1823059.63753241,915175.93804126978,513588.579462389,472820.41592698998,0,-2.07586658973468E-13,874407.77450587077]
[null,169763,"850MW | 1000MW | 0MW","Willcox, NM",17,100,850,1000,4000.00000000001,0,1720220.3759280201,911716.79924185085,511203.788297972,471381.76434144599,0,-2.23554863509889E-13,871894.77528532478]
[null,169890,"900MW | 50MW | 100MW","Willcox, NM",4,100,900,49.999999999999901,199.99999999999901,100,1950096.37245548,473755.10267877317,71660.803923813495,65938.010856310299,407967.69038873003,3667343.95921141,876000]
[null,170007,"900MW | 150MW | 100MW","Willcox, NM",1,100,900,149.99999999999901,599.99999999999898,100,1979793.27152841,628614.23942174204,226316.67324205401,208211.33938535699,265491.09443495498,2386579.0952041401,876000]
[null,170134,"900MW | 250MW | 100MW","Willcox, NM",8,100,900,250,1000,100,1910500.5070249201,731721.69419054443,330336.09733749001,304026.70742351498,170160.03491797799,1529619.60188818,875572.33919454738]
[null,170163,"900MW | 250MW | 125MW","Willcox, NM",17,100,900,250,1000,125,1821409.8098061399,672100.21981846564,271172.07226944098,249746.87305323401,225141.21009867699,2023861.8799400399,875816.2307009357]
[null,170280,"900MW | 350MW | 125MW","Willcox, NM",14,100,900,349.99999999999898,1399.99999999999,125,1851106.7088790601,807082.5250712703,405998.083549042,373823.73133362702,100825.180364321,906347.79384899698,875733.3532201763]
[null,170407,"900MW | 500MW | 0MW","Willcox, NM",1,100,900,499.99999999999898,1999.99999999999,0,1979793.27152841,908725.11163154012,507317.17572033597,466731.80166398798,0,-1.6167807093125901E-13,868139.73757519212]
[null,170534,"900MW | 600MW | 0MW","Willcox, NM",8,100,900,599.99999999999898,2399.99999999999,0,1910500.5070249201,909398.24134386191,507701.36003686098,467367.24612869998,0,-3.8323690887409602E-13,869064.12743570097]
[null,170553,"900MW | 600MW | 100MW","Willcox, NM",7,100,900,599.99999999999898,2399.99999999999,100,1920399.4733825601,909924.09039133985,508039.21011058602,467637.78321169398,6477.3365075521997,58226.721067338898,876000]
[null,170680,"900MW | 700MW | 100MW","Willcox, NM",14,100,900,700,2800,100,1851106.7088790601,908893.39405961847,507670.13514502899,467667.51327093202,6981.3984270169803,62757.884879983707,875872.17061253847]
[null,170797,"900MW | 800MW | 100MW","Willcox, NM",11,100,900,799.99999999999898,3199.99999999999,100,1880803.6079519901,911912.68632347952,510324.81370625598,470035.96174169698,4376.1656410793903,39338.665797354894,875999.99999999988]
[null,170924,"900MW | 900MW | 100MW","Willcox, NM",18,100,900,899.99999999999898,3599.99999999999,100,1811510.8434484999,910459.76799382502,509428.792015657,469701.75578021503,5267.26824161693,47349.054404367103,876000]
[null,170953,"900MW | 950MW | 0MW","Willcox, NM",7,100,900,950,3800,0,1920399.4733825601,914110.14933009853,512908.10760874901,472258.16635679099,0,-1.1177743175494399E-13,873460.20807814051]
[null,171070,"950MW | 0MW | 0MW","Willcox, NM",4,100,950,0,0,0,2058435.0598141199,403453.27172356739,0,0,0,0,403453.27172356739]
[null,171220,"950MW | 100MW | 100MW","Willcox, NM",14,100,950,100,400.00000000000102,100,1953945.97048346,518857.79564388003,116736.886786695,107485.219977578,366393.87116523698,3293624.4260656601,876000]
[null,171313,"950MW | 200MW | 0MW","Willcox, NM",7,100,950,199.99999999999901,799.99999999999795,0,2027088.3330149199,672993.32656095352,269993.85359377897,248474.915276493,0,-3.5130049980125397E-13,651474.38824366755]
[null,171342,"950MW | 200MW | 100MW","Willcox, NM",16,100,950,199.99999999999901,799.99999999999795,100,1933048.15261732,624374.55329539429,222550.83481813499,204948.19295672799,269076.35144871502,2418808.0460779304,875848.26288270229]
[null,171469,"950MW | 300MW | 125MW","Willcox, NM",3,100,950,299.99999999999898,1199.99999999999,125,2068883.96874719,837228.37439733581,434361.05404162803,399652.45470440399,73480.224939888198,660535.78605213691,876000]
[null,171586,"950MW | 400MW | 100MW","Willcox, NM",20,100,950,400,1600,100,1891252.5168850599,802894.528255068,401226.21751736198,368103.73050266103,106227.95875963299,954914.98967796995,876000]
[null,171713,"950MW | 500MW | 125MW","Willcox, NM",7,100,950,499.99999999999898,1999.99999999999,125,2027088.3330149199,908135.57319068396,505613.03593948501,465365.41798947903,8026.8930582354697,72156.149768396106,875914.84829891345]
[null,171742,"950MW | 550MW | 0MW","Willcox, NM",16,100,950,550,2200,0,1933048.15261732,906599.58357752301,503716.51214545697,463973.10971593199,0,-1.5968204536420601E-13,866856.18114799797]
[null,171859,"950MW | 650MW | 0MW","Willcox, NM",13,100,950,649.99999999999898,2599.99999999999,0,1964394.87941652,909514.8291698487,507121.03472105699,467075.05674673698,0,-1.07785380620839E-13,869468.85119552864]
[null,171986,"950MW | 750MW | 0MW","Willcox, NM",20,100,950,749.99999999999898,2999.99999999999,0,1891252.5168850599,909692.46062171389,507684.21245583799,465148.74493557197,0,-1.0429233587849699E-13,867156.99310144782]
[null,172103,"950MW | 850MW | 0MW","Willcox, NM",17,100,950,850,3400,0,1922599.2436842599,911312.04150633921,508966.61727734801,469162.41421837203,0,-3.0339588619199203E-13,871507.83844736323]
[null,172132,"950MW | 850MW | 125MW","Willcox, NM",6,100,950,850,3400,125,2037537.2419479899,914589.58152773511,511915.83595626801,471247.921056155,2078.3333723779501,18682.7621843171,876000]
[null,172259,"950MW | 950MW | 125MW","Willcox, NM",13,100,950,950,3800,125,1964394.87941652,913443.61892868183,511311.24884357501,471171.76364822901,2635.5579285059698,23691.820886718699,875939.69166184182]
[null,172376,"1000MW | 0MW | 125MW","Willcox, NM",10,100,1000,0,0,125,2100780.6381218098,403059.81039673701,0,0,472940.18960326299,4251401.2464006096,876000]
[null,172405,"1000MW | 50MW | 0MW","Willcox, NM",19,100,1000,49.999999999999901,199.99999999999901,0,2001790.9745453901,454406.55122180353,51933.620734575299,47839.358553010497,0,-3.1936409072841305E-14,450312.28904023871]
[null,172522,"1000MW | 150MW | 0MW","Willcox, NM",16,100,1000,149.99999999999901,599.99999999999898,0,2034787.52907087,569740.5081398437,167098.443993269,153881.63716684,0,-1.5968204536420601E-13,556523.70131341473]
[null,172651,"1000MW | 250MW | 100MW","Willcox, NM",5,100,1000,250,1000,100,2155774.89566427,753908.690595794,350531.64431834,322556.25441513601,150066.69930740999,1348994.5800841001,876000]
[null,172775,"1000MW | 350MW | 100MW","Willcox, NM",9,100,1000,349.99999999999898,1399.99999999999,100,2111779.4896303001,850453.87989171455,447328.31132536102,411730.04301592102,61144.388417725502,549645.25080346002,876000]
[null,172892,"1000MW | 450MW | 100MW","Willcox, NM",6,100,1000,449.99999999999898,1799.99999999999,100,2144776.0441557802,907240.26667789486,504598.56729156099,464381.75060268899,8302.7813316145603,74636.192224282699,875326.23132063739]
[null,172921,"1000MW | 450MW | 125MW","Willcox, NM",15,100,1000,449.99999999999898,1799.99999999999,125,2045786.3805793601,885184.46937741688,482459.01413575897,444285.28534592298,28989.2594124192,260593.14963606,876000.00000000012]
[null,173048,"1000MW | 600MW | 0MW","Willcox, NM",2,100,1000,599.99999999999898,2399.99999999999,0,2188771.4501897399,912717.69472912163,508717.80261899298,468060.66339465801,0,-1.2774563629136499E-13,872060.55550478667]
[null,173165,"1000MW | 650MW | 125MW","Willcox, NM",19,100,1000,649.99999999999898,2599.99999999999,125,2001790.9745453901,906811.31146906153,504899.474647603,465293.07388019498,8263.6417060963504,74284.354388611886,875468.55240774993]
[null,173194,"1000MW | 700MW | 100MW","Willcox, NM",8,100,1000,700,2800,100,2122778.3411388001,912191.18291367963,509000.65738289501,468609.59883520001,4199.8756340152804,37753.942036853601,876000]
[null,173311,"1000MW | 800MW | 100MW","Willcox, NM",5,100,1000,799.99999999999898,3199.99999999999,100,2155774.89566427,914048.55576165044,511194.84308472602,470514.10889050801,2108.8448320372499,18957.038848632401,875476.6663994696]
[null,173438,"1000MW | 900MW | 100MW","Willcox, NM",12,100,1000,899.99999999999898,3599.99999999999,100,2078782.93510483,912585.70851102029,510653.12676686898,470465.57887524902,2607.0433973597001,23435.495211885602,875005.20401675999]
[null,173565,"1000MW | 1000MW | 100MW","Willcox, NM",19,100,1000,1000,4000.00000000001,100,2001790.9745453901,912078.74504686217,509635.46063315403,470073.17332725902,3483.5422590328799,31314.6064291242,876000]
[null,173584,"1000MW | 1000MW | 125MW","Willcox, NM",18,100,1000,1000,4000.00000000001,125,2012789.8260538799,911793.79120240756,509959.725653167,470304.355504304,3179.7698701504801,28583.905293743697,875318.19092369499]
[null,173711,"0MW | 150MW | 100MW","Yuma, AZ",5,100,0,149.99999999999901,599.99999999999898,100,0,0,0,575.499782797526,875424.500217202,7869453.4598024907,875999.99999999953]
[null,173838,"0MW | 300MW | 100MW","Yuma, AZ",12,100,0,299.99999999999898,1199.99999999999,100,0,0,0,1150.9995655950499,874849.00043440401,7864280.1196049899,875999.99999999907]
[null,173955,"0MW | 450MW | 100MW","Yuma, AZ",9,100,0,449.99999999999898,1799.99999999999,100,0,0,0,1726.49934839257,874273.50065160706,7859106.77940749,875999.99999999965]
[null,173984,"0MW | 450MW | 125MW","Yuma, AZ",18,100,0,449.99999999999898,1799.99999999999,125,0,0,0,1726.49934839257,874273.50065160706,7859106.77940749,875999.99999999965]
[null,174082,"0MW | 600MW | 100MW","Yuma, AZ",16,100,0,599.99999999999898,2399.99999999999,100,0,0,0,2301.9991311900999,873698.00086880894,7853933.4392099902,875999.99999999907]
[null,174227,"0MW | 800MW | 100MW","Yuma, AZ",1,100,0,799.99999999999898,3199.99999999999,100,0,0,0,3069.33217492014,872930.66782507906,7847035.6522799898,875999.99999999919]
[null,174354,"0MW | 950MW | 100MW","Yuma, AZ",8,100,0,950,3800,100,0,0,0,3644.8319577176699,872355.16804228199,7841862.3120824806,875999.99999999965]
[null,174373,"0MW | 950MW | 125MW","Yuma, AZ",7,100,0,950,3800,125,0,0,0,3644.8319577176699,872355.16804228199,7841862.3120824806,875999.99999999965]
[null,174500,"50MW | 50MW | 0MW","Yuma, AZ",14,100,50,49.999999999999901,199.99999999999901,0,104156.353789149,104156.353789149,0,191.83326093250801,0,0,104348.18705008151]
[null,174617,"50MW | 150MW | 0MW","Yuma, AZ",11,100,50,149.99999999999901,599.99999999999898,0,105827.311336568,105827.311336568,0,575.499782797526,0,0,106402.81111936553]
[null,174744,"50MW | 250MW | 0MW","Yuma, AZ",18,100,50,250,1000,0,101928.41039258899,101928.41039258899,0,959.16630466254503,0,0,102887.57669725154]
[null,174773,"50MW | 250MW | 125MW","Yuma, AZ",7,100,50,250,1000,125,108055.25473312799,108055.25473312805,0,959.16630466254503,766985.57896220905,6894663.4649649803,875999.99999999965]
[null,174890,"50MW | 350MW | 125MW","Yuma, AZ",4,100,50,349.99999999999898,1399.99999999999,125,109726.212280547,109726.21228054698,0,1342.83282652756,764930.95489292406,6876193.8328189701,875999.9999999986]
[null,175017,"50MW | 450MW | 125MW","Yuma, AZ",11,100,50,449.99999999999898,1799.99999999999,125,105827.311336568,105827.311336568,0,1726.49934839257,768446.18931503803,6907793.3296096697,875999.9999999986]
[null,175144,"50MW | 550MW | 125MW","Yuma, AZ",18,100,50,550,2200,125,101928.41039258899,101928.41039258899,0,2110.1658702575901,771961.42373715201,6939392.8264003797,875999.9999999986]
[null,175163,"50MW | 600MW | 0MW","Yuma, AZ",17,100,50,599.99999999999898,2399.99999999999,0,102485.396241729,102485.396241729,0,2301.9991311900999,0,0,104787.3953729191]
[null,175290,"50MW | 700MW | 100MW","Yuma, AZ",4,100,50,700,2800,100,109726.212280547,109726.21228054696,0,2685.6656530551199,763588.12206639699,6864122.7056914596,875999.99999999907]
[null,175407,"50MW | 800MW | 100MW","Yuma, AZ",1,100,50,799.99999999999898,3199.99999999999,100,111397.16982796699,111397.16982796695,0,3069.33217492013,761533.49799711199,6845653.0735454401,875999.99999999907]
[null,175534,"50MW | 900MW | 100MW","Yuma, AZ",8,100,50,899.99999999999898,3599.99999999999,100,107498.268883988,107498.26888398807,0,3452.9986967851501,765048.73241922597,6877252.57033615,875999.99999999919]
[null,175575,"50MW | 950MW | 0MW","Yuma, AZ",9,100,50,950,3800,0,106941.28303484801,106941.28303484801,0,3644.8319577176699,0,0,110586.11499256568]
[null,175679,"50MW | 1000MW | 125MW","Yuma, AZ",13,100,50,1000,4000.00000000001,125,104713.33963828901,104713.3396382889,0,3836.6652186501801,767449.99514305999,6898838.2413395094,875999.99999999907]
[null,175806,"100MW | 50MW | 125MW","Yuma, AZ",20,100,100,49.999999999999901,199.99999999999901,125,201628.87738861999,201628.87738862005,0,0,674371.12261137902,6062124.3324904693,875999.99999999907]
[null,175835,"100MW | 100MW | 100MW","Yuma, AZ",9,100,100,100,400.00000000000102,100,213882.56606969601,213882.56606969601,0,383.66652186501801,661733.76740843803,5948523.35536467,875999.99999999907]
[null,175952,"100MW | 200MW | 100MW","Yuma, AZ",6,100,100,199.99999999999901,799.99999999999795,100,217224.48116453501,217224.48116453501,0,767.33304373003295,658008.18579173402,5915032.9845376303,875999.99999999907]
[null,176079,"100MW | 300MW | 100MW","Yuma, AZ",13,100,100,299.99999999999898,1199.99999999999,100,209426.67927657801,209426.67927657801,0,1150.9995655950499,665422.32115782599,5981680.8715840494,875999.99999999907]
[null,176196,"100MW | 400MW | 100MW","Yuma, AZ",10,100,100,400,1600,100,212768.59437141701,212768.59437141701,0,1534.66608746007,661696.73954112199,5948190.5007570097,875999.99999999907]
[null,176225,"100MW | 400MW | 125MW","Yuma, AZ",19,100,100,400,1600,125,202742.84908690001,202742.84908690007,0,1534.66608746007,671722.48482563905,6038314.9328431198,875999.9999999993]
[null,176352,"100MW | 550MW | 0MW","Yuma, AZ",6,100,100,550,2200,0,217224.48116453501,217224.48116453501,0,2110.1658702575901,0,0,219334.64703479261]
[null,176469,"100MW | 650MW | 0MW","Yuma, AZ",3,100,100,649.99999999999898,2599.99999999999,0,220566.39625937401,220566.39625937401,0,2493.8323921226101,0,0,223060.22865149661]
[null,176596,"100MW | 750MW | 0MW","Yuma, AZ",10,100,100,749.99999999999898,2999.99999999999,0,212768.59437141701,212768.59437141701,0,2877.4989139876302,0,0,215646.09328540464]
[null,176615,"100MW | 750MW | 100MW","Yuma, AZ",9,100,100,749.99999999999898,2999.99999999999,100,213882.56606969601,213882.56606969601,0,2877.4989139876302,659239.93501631496,5926105.5478421599,875999.9999999986]
[null,176742,"100MW | 850MW | 100MW","Yuma, AZ",16,100,100,850,3400,100,206084.76418173901,206084.76418173889,0,3261.1654358526498,666654.07038240798,5992753.4348885799,875999.99999999953]
[null,176869,"100MW | 950MW | 125MW","Yuma, AZ",3,100,100,950,3800,125,220566.39625937401,220566.39625937399,0,3644.8319577176699,651788.77178290696,5859124.8061880805,875999.9999999986]
[null,176986,"150MW | 0MW | 100MW","Yuma, AZ",20,100,150,0,0,100,302443.31608293002,298757.49577023403,0,0,577242.50422976597,5189006.0432726303,876000]
[null,177103,"150MW | 100MW | 100MW","Yuma, AZ",17,100,150,100,400.00000000000102,100,307456.18872518901,307456.18872518907,4927.4725814071398,4916.9412967595899,568554.34255945799,5110905.5515697403,875999.99999999953]
[null,177141,"150MW | 150MW | 0MW","Yuma, AZ",15,100,150,149.99999999999901,599.99999999999898,0,310798.10382002802,310798.10382002807,5857.1892776504801,5964.1139182359602,0,-1.5968204536420599E-14,310905.02846061357]
[null,177258,"150MW | 250MW | 0MW","Yuma, AZ",12,100,150,250,1000,0,315810.97646228602,315810.97646228602,7385.0362235163902,7753.3996302976202,0,-7.3915321779915998E-14,316179.33986906725]
[null,177385,"150MW | 350MW | 0MW","Yuma, AZ",19,100,150,349.99999999999898,1399.99999999999,0,304114.27363035001,304114.27363035001,4075.8307434003,5092.5971104558403,0,-7.4850958764471897E-14,305131.03999740555]
[null,177404,"150MW | 350MW | 100MW","Yuma, AZ",18,100,150,349.99999999999898,1399.99999999999,100,305785.23117776902,305785.23117776896,4491.0072418351301,5474.55948901588,569231.21657504898,5116990.17515809,875999.9999999986]
[null,177531,"150MW | 450MW | 125MW","Yuma, AZ",5,100,150,449.99999999999898,1799.99999999999,125,327507.67929422302,327507.67929422297,11567.8450926602,12368.91683364,547691.24896479701,4923360.9443192398,875999.99999999977]
[null,177658,"150MW | 550MW | 125MW","Yuma, AZ",12,100,150,550,2200,125,315810.97646228602,315810.9764622862,7385.0362235163902,8904.3991958926799,558669.66056533705,5022049.1797199808,875999.99999999965]
[null,177775,"150MW | 650MW | 125MW","Yuma, AZ",9,100,150,649.99999999999898,2599.99999999999,125,320823.84910454502,320823.84910454514,9074.8397661527197,10842.684976983101,553408.30568462401,4974753.2822907902,875999.99999999953]
[null,177804,"150MW | 700MW | 0MW","Yuma, AZ",18,100,150,700,2800,0,305785.23117776902,305785.23117776902,4491.0072418351301,6817.3923155434404,0,-4.16670337122226E-14,308111.61625147733]
[null,177921,"150MW | 800MW | 0MW","Yuma, AZ",15,100,150,799.99999999999898,3199.99999999999,0,310798.10382002802,310798.10382002802,5857.1892776504801,8457.9463103585804,0,-1.5968204536420599E-14,313398.86085273611]
[null,178048,"150MW | 900MW | 100MW","Yuma, AZ",2,100,150,899.99999999999898,3599.99999999999,100,332520.55193648097,332520.55193648092,13620.011338862199,15983.4091285384,541116.05027384195,4864254.51072664,875999.99999999907]
[null,178175,"150MW | 1000MW | 100MW","Yuma, AZ",9,100,150,1000,4000.00000000001,100,320823.84910454502,320823.8491045452,9074.8397661527197,12185.5178035106,552065.47285809601,4962682.1551632807,875999.99999999919]
[null,178194,"150MW | 1000MW | 125MW","Yuma, AZ",8,100,150,1000,4000.00000000001,125,322494.80665196403,322494.80665196403,9671.4150412401996,12734.3670565911,550442.24133268395,4948090.4400118897,875999.99999999884]
[null,178321,"200MW | 50MW | 125MW","Yuma, AZ",15,100,200,49.999999999999901,199.99999999999901,125,414397.47176003701,394091.99564379518,42074.247853493303,38900.141286146398,484877.50218244898,4358709.3303686902,875795.39125889726]
[null,178448,"200MW | 200MW | 0MW","Yuma, AZ",2,100,200,199.99999999999901,799.99999999999795,0,443360.73591530899,443360.73591530893,83800.897759080195,77849.877079210797,0,-2.32037972169862E-13,437409.71523543954]
[null,178565,"200MW | 250MW | 125MW","Yuma, AZ",19,100,200,250,1000,125,405485.69817380002,405485.69817380002,55876.440040957197,52365.491142343199,474025.25072481303,4261155.1863405602,875999.99999999907]
[null,178609,"200MW | 300MW | 125MW","Yuma, AZ",3,100,200,299.99999999999898,1199.99999999999,125,441132.79251874902,441132.79251874902,82075.387162683794,76650.045118234702,440292.549525699,3957921.8154513598,875999.99999999895]
[null,178710,"200MW | 400MW | 100MW","Yuma, AZ",4,100,200,400,1600,100,438904.84912218997,438904.84912219003,80360.330967247806,75459.831206142306,441995.65063891502,3973231.5022883997,875999.99999999953]
[null,178837,"200MW | 500MW | 100MW","Yuma, AZ",11,100,200,499.99999999999898,1999.99999999999,100,423309.24534627498,423309.24534627504,68649.546149283095,65075.915066665599,456264.385736342,4101497.4426997001,875999.99999999953]
[null,178964,"200MW | 600MW | 100MW","Yuma, AZ",18,100,200,599.99999999999898,2399.99999999999,100,407713.641570359,407713.641570359,57430.678332870099,55138.223197430598,470578.81356507901,4230174.1287805699,875999.99999999849]
[null,178983,"200MW | 600MW | 125MW","Yuma, AZ",17,100,200,599.99999999999898,2399.99999999999,125,409941.58496691799,409941.58496691793,58999.042275852,56581.118024973897,468476.33928395901,4211274.3567252904,875999.99999999884]
[null,179110,"200MW | 750MW | 0MW","Yuma, AZ",4,100,200,749.99999999999898,2999.99999999999,0,438904.84912218997,438904.84912218992,80360.330967247806,76802.664032669796,0,-1.7016117959123201E-13,435347.18218761194]
[null,179237,"200MW | 850MW | 0MW","Yuma, AZ",11,100,200,850,3400,0,423309.24534627498,423309.24534627504,68649.546149283095,66418.747893193096,0,-4.23157420215147E-13,421078.44709018501]
[null,179354,"200MW | 950MW | 0MW","Yuma, AZ",8,100,200,950,3800,0,429993.07553595299,429993.07553595293,73607.901083820005,71364.100954832102,0,-3.3134024413072797E-13,427749.27540696505]
[null,179383,"200MW | 950MW | 100MW","Yuma, AZ",17,100,200,950,3800,100,409941.58496691799,409941.5849669181,58999.042275852,57923.950851501497,467133.50645743101,4199203.2295977799,875999.9999999986]
[null,179500,"250MW | 0MW | 100MW","Yuma, AZ",14,100,250,0,0,100,520781.76894574601,372358.96479620843,0,0,503450.53850224498,4525667.9257582305,875809.5032984534]
[null,179627,"250MW | 100MW | 125MW","Yuma, AZ",1,100,250,100,400.00000000000102,125,556985.84913983499,502958.22177327104,126597.13196477199,116640.866461607,382910.262164852,3442095.2196785002,875912.21843495802]
[null,179656,"250MW | 150MW | 0MW","Yuma, AZ",10,100,250,149.99999999999901,599.99999999999898,0,531921.48592854198,513304.23392104299,139484.858187751,128732.43511373299,-2.42028619368284E-14,-2.17566786808731E-13,502551.81084702502]
[null,179773,"250MW | 250MW | 0MW","Yuma, AZ",7,100,250,250,1000,0,540276.27366564004,540276.27366564004,165537.05830579999,153069.78332218499,-4.2632564145605999E-14,-3.8323690887409602E-13,527808.99868202501]
[null,179900,"250MW | 350MW | 0MW","Yuma, AZ",14,100,250,349.99999999999898,1399.99999999999,0,520781.76894574601,520781.76894574601,148232.30744799101,137566.54470624099,-1.1102230246251501E-14,-9.9801278352629103E-14,510116.00620399602]
[null,180017,"250MW | 450MW | 0MW","Yuma, AZ",11,100,250,449.99999999999898,1799.99999999999,0,529136.55668284302,529136.55668284302,155622.79711709201,144735.11930166101,-1.55431223447521E-14,-1.3972178969368001E-13,518248.87886741199]
[null,180137,"250MW | 550MW | 0MW","Yuma, AZ",11,100,250,550,2200,0,529136.55668284302,529136.55668284302,155622.79711709201,145118.78582352601,-1.55431223447521E-14,-1.3972178969368001E-13,518632.54538927705]
[null,180172,"250MW | 550MW | 125MW","Yuma, AZ",6,100,250,550,2200,125,543061.202911339,543061.202911339,168025.557252517,156505.42111142099,344458.93322975602,3096444.6884822403,875999.99999999907]
[null,180289,"250MW | 650MW | 125MW","Yuma, AZ",3,100,250,649.99999999999898,2599.99999999999,125,551415.99064843694,551415.99064843694,175518.50888790199,163768.26071582199,336334.25752364198,3023409.5411572699,875999.99999999895]
[null,180416,"250MW | 750MW | 125MW","Yuma, AZ",10,100,250,749.99999999999898,2999.99999999999,125,531921.48592854198,531921.48592854198,158095.39648454299,148156.12947797199,354017.78107802803,3182372.0394447101,875999.99999999907]
[null,180445,"250MW | 800MW | 0MW","Yuma, AZ",19,100,250,799.99999999999898,3199.99999999999,0,506857.12271725002,506857.12271725002,136071.94178526101,128129.45259328801,-2.7977620220553901E-14,-2.5149922144862499E-13,498914.63352527702]
[null,180562,"250MW | 900MW | 0MW","Yuma, AZ",16,100,250,899.99999999999898,3599.99999999999,0,515211.91045434697,515211.91045434691,143340.54881115499,135185.85424528801,-1.9650947535865201E-14,-1.7664826268415299E-13,507057.21588847996]
[null,180689,"250MW | 1000MW | 100MW","Yuma, AZ",3,100,250,1000,4000.00000000001,100,551415.99064843694,551415.99064843694,175518.50888790199,165111.09354234999,334991.42469711398,3011338.4140297701,875999.99999999895]
[null,180806,"300MW | 50MW | 0MW","Yuma, AZ",20,100,300,49.999999999999901,199.99999999999901,0,604886.63216586097,429469.50883776124,48915.843256538901,44883.2764240533,0,-4.7904613609262002E-14,425436.94200527563]
[null,180835,"300MW | 50MW | 125MW","Yuma, AZ",9,100,300,49.999999999999901,199.99999999999901,125,641647.69820909004,446586.79795352666,63095.237420552599,58077.678862961497,434336.87401139201,3904384.4615505999,875906.11340732756]
[null,180962,"300MW | 150MW | 125MW","Yuma, AZ",16,100,300,149.99999999999901,599.99999999999898,125,618254.29254521697,530890.26112016907,149080.98774271601,137412.66927678499,356778.05734576198,3207184.9908982599,876000]
[null,181079,"300MW | 250MW | 125MW","Yuma, AZ",13,100,300,250,1000,125,628280.03782973404,606918.51654352294,224642.08566845901,207295.33498391201,286122.54477615299,2572041.3917562701,875694.31063512899]
[null,181206,"300MW | 350MW | 125MW","Yuma, AZ",20,100,300,349.99999999999898,1399.99999999999,125,604886.63216586097,602927.8217976311,222193.94345247801,204124.036622196,291142.08503265103,2617163.5449840096,876000.00000000012]
[null,181235,"300MW | 400MW | 100MW","Yuma, AZ",9,100,300,400,1600,100,641647.69820909004,641647.69820909004,258062.25108344399,238594.43907326701,253820.113801086,2281665.1489921003,875999.99999999907]
[null,181352,"300MW | 500MW | 100MW","Yuma, AZ",6,100,300,499.99999999999898,1999.99999999999,100,651673.44349360699,651673.44349360699,267355.17751600902,247510.38700667099,244171.34701572999,2194929.4897285001,875999.99999999895]
[null,181479,"300MW | 600MW | 100MW","Yuma, AZ",13,100,300,599.99999999999898,2399.99999999999,100,628280.03782973404,628280.03782973404,245697.9175898,228009.533178073,265408.34658199199,2385835.2499294998,875999.99999999907]
[null,181568,"300MW | 700MW | 0MW","Yuma, AZ",2,100,300,700,2800,0,665041.10387296299,665041.10387296299,279785.16272670799,259690.384595182,0,-9.5809227218524004E-14,644946.32574143703]
[null,181624,"300MW | 700MW | 125MW","Yuma, AZ",18,100,300,700,2800,125,611570.46235553897,611570.46235553909,230293.10720304001,214249.45898815399,280473.18585934601,2521257.6096454198,875999.99999999907]
[null,181751,"300MW | 850MW | 0MW","Yuma, AZ",5,100,300,850,3400,0,655015.35858844605,655015.35858844593,270459.46538672602,251703.427705451,0,-2.7944357938736103E-13,636259.32090717088]
[null,181868,"300MW | 950MW | 0MW","Yuma, AZ",2,100,300,950,3800,0,665041.10387296299,665041.10387296299,279785.16272670799,260649.550899845,0,-9.5809227218524004E-14,645905.49204609997]
[null,181995,"350MW | 0MW | 0MW","Yuma, AZ",9,100,350,0,0,0,748588.98124393797,390014.85922809172,0,0,0,0,390014.85922809172]
[null,182014,"350MW | 0MW | 100MW","Yuma, AZ",8,100,350,0,0,100,752487.88218791701,390384.84080320399,0,0,485615.15919679601,4365340.3505677497,876000]
[null,182141,"350MW | 100MW | 100MW","Yuma, AZ",15,100,350,100,400.00000000000102,100,725195.57558006502,499659.75157466484,110934.349106012,102153.599478895,384864.19610398897,3459659.7180375801,875743.1980515368]
[null,182268,"350MW | 200MW | 125MW","Yuma, AZ",2,100,350,199.99999999999901,799.99999999999795,125,775881.28785178997,659499.09467402135,268075.75351931399,246810.45705398099,237723.41902194201,2136967.1306139398,875957.21723063034]
[null,182385,"350MW | 300MW | 100MW","Yuma, AZ",19,100,350,299.99999999999898,1199.99999999999,100,709599.97180415003,648956.92129069706,260853.204227796,240662.361528493,247233.92140860599,2222459.8897183798,876000]
[null,182414,"350MW | 350MW | 0MW","Yuma, AZ",8,100,350,349.99999999999898,1399.99999999999,0,752487.88218791701,732170.70936884324,342064.11132879998,315495.12248062599,0,-7.2355926805656103E-14,705601.72052066925]
[null,182541,"350MW | 450MW | 0MW","Yuma, AZ",15,100,350,449.99999999999898,1799.99999999999,0,725195.57558006502,716493.2286731042,327698.83990421297,302709.261827512,0,-7.3852945980945609E-14,691503.65059640328]
[null,182658,"350MW | 550MW | 0MW","Yuma, AZ",12,100,350,550,2200,0,736892.27841200202,727312.67879264604,337478.02053476003,312069.83629992098,0,-2.19562812375784E-13,701904.49455780699]
[null,182687,"350MW | 550MW | 125MW","Yuma, AZ",1,100,350,550,2200,125,779780.18879576901,755607.00294310017,363997.85773793102,336394.97968511598,147971.09812888,1330156.59240994,875975.22301916522]
[null,182804,"350MW | 650MW | 100MW","Yuma, AZ",18,100,350,649.99999999999898,2599.99999999999,100,713498.87274812895,709217.87951164017,321185.43804300402,297504.20338849101,190165.938050678,1709458.6669189599,875702.58290780522]
[null,182931,"350MW | 750MW | 125MW","Yuma, AZ",5,100,350,749.99999999999898,2999.99999999999,125,764184.58501985401,746608.33956439723,355849.67118696001,329692.56540803303,155369.71764577899,1396665.0028331999,875820.95143124927]
[null,183061,"350MW | 850MW | 125MW","Yuma, AZ",15,100,350,850,3400,125,725195.57558006502,719394.01097542443,330730.29035797698,307032.86233243602,179984.933250448,1617938.56046825,875681.51620033151]
[null,183174,"350MW | 950MW | 125MW","Yuma, AZ",8,100,350,950,3800,125,752487.88218791701,739695.5881907224,349555.30573408399,324689.02046467701,160926.13873211801,1446613.3389046201,875755.44165343349]
[null,183203,"350MW | 1000MW | 0MW","Yuma, AZ",17,100,350,1000,4000.00000000001,0,717397.77369210799,713810.78482364747,325211.68264246901,302544.53517000598,0,-2.6347537485094099E-13,691143.63735118438]
[null,183320,"400MW | 50MW | 0MW","Yuma, AZ",14,100,400,49.999999999999901,199.99999999999901,0,833250.83031319396,451621.95002975117,57896.179711059602,53308.127402193997,0,-1.13773457321997E-13,447033.89772088558]
[null,183447,"400MW | 150MW | 100MW","Yuma, AZ",1,100,400,149.99999999999901,599.99999999999898,100,891177.35862373596,615803.55480900162,220598.86166312799,202950.954003569,277773.78990704601,2496991.92961141,875929.43705648859]
[null,183476,"400MW | 150MW | 125MW","Yuma, AZ",10,100,400,149.99999999999901,599.99999999999898,125,851074.37748566805,580224.20110126189,186060.49454674701,171266.29627424301,310569.99717124202,2791806.8755714502,876000]
[null,183593,"400MW | 250MW | 125MW","Yuma, AZ",7,100,400,250,1000,125,864442.03786502394,707113.58697358961,312813.49103919399,288008.02881330298,193446.07433608299,1738944.79602935,875754.19908378157]
[null,183720,"400MW | 350MW | 125MW","Yuma, AZ",14,100,400,349.99999999999898,1399.99999999999,125,833250.83031319396,747412.18137310492,353797.034228759,326151.742820671,156233.11003498299,1404426.29603747,875999.99999999988]
[null,183847,"400MW | 500MW | 0MW","Yuma, AZ",1,100,400,499.99999999999898,1999.99999999999,0,891177.35862373596,809189.04163035238,413776.693432467,381804.860415217,0,-7.9841022682103311E-15,777217.20861310232]
[null,183866,"400MW | 500MW | 0MW","Yuma, AZ",20,100,400,499.99999999999898,1999.99999999999,0,806515.50955448102,766996.2495863114,374581.01285178401,343975.743423465,0,-2.17566786808731E-13,736390.98015799234]
[null,183993,"400MW | 600MW | 100MW","Yuma, AZ",7,100,400,599.99999999999898,2399.99999999999,100,864442.03786502394,797880.00094941712,403651.66933479701,372921.98567178502,108532.117477601,975627.76364139793,875682.43476400618]
[null,184110,"400MW | 700MW | 100MW","Yuma, AZ",4,100,400,700,2800,100,877809.69824437995,804951.4932900964,410177.66443164099,379285.327230467,101795.866746555,915073.58494480804,875855.02283547737]
[null,184237,"400MW | 800MW | 100MW","Yuma, AZ",11,100,400,799.99999999999898,3199.99999999999,100,846618.49069254997,791402.91469143401,397371.19458766503,367943.60255119298,114024.677345038,1025002.03205775,876000]
[null,184266,"400MW | 800MW | 125MW","Yuma, AZ",20,100,400,799.99999999999898,3199.99999999999,125,806515.50955448102,770222.31162452931,377754.01768585399,346894.90787080902,136413.681189389,1226263.50431577,875776.88299887336]
[null,184383,"400MW | 900MW | 125MW","Yuma, AZ",17,100,400,899.99999999999898,3599.99999999999,125,819883.16993383702,777861.70402022405,384694.19796854601,356710.085879602,126122.40806872,1133752.1628521399,876000]
[null,184492,"400MW | 1000MW | 125MW","Yuma, AZ",6,100,400,1000,4000.00000000001,125,868897.92465814296,802861.68238412414,408347.37403882202,378768.61993618798,102559.532439861,921938.40496164199,875842.46072135109]
[null,184636,"500MW | 100MW | 0MW","Yuma, AZ",10,100,500,100,400.00000000000102,0,1063842.97185708,525538.42809739755,126492.62530330999,116433.64275891001,0,-1.5968204536420601E-13,515479.44555299758]
[null,184655,"500MW | 100MW | 100MW","Yuma, AZ",9,100,500,100,400.00000000000102,100,1069412.83034848,528230.10223662492,129114.94868525999,118839.46610686601,358045.38034176902,3218577.3375062598,876000]
[null,184782,"500MW | 200MW | 100MW","Yuma, AZ",16,100,500,199.99999999999901,799.99999999999795,100,1030423.82090869,617973.18517652201,219578.157821334,202213.33012333899,275391.642521473,2475578.0921182702,876000]
[null,184899,"500MW | 300MW | 100MW","Yuma, AZ",13,100,500,299.99999999999898,1199.99999999999,100,1047133.3963828899,746246.4231369691,347538.23860584601,319976.895732573,157314.919736304,1414151.00798556,876000]
[null,185026,"500MW | 400MW | 100MW","Yuma, AZ",20,100,500,400,1600,100,1008144.3869431,780988.72827968909,383031.79790687602,351389.11996490101,126653.949662286,1138530.3496991799,876000]
[null,185055,"500MW | 450MW | 0MW","Yuma, AZ",9,100,500,449.99999999999898,1799.99999999999,0,1069412.83034848,855530.26427878405,456652.484803873,420735.54918558302,0,-1.6766614763241699E-13,819613.32866049407]
[null,185172,"500MW | 550MW | 0MW","Yuma, AZ",6,100,500,550,2200,0,1086122.4058226701,861295.06781737739,462049.74046357098,426054.39034902101,0,-1.9161845443704801E-13,825299.71770282742]
[null,185299,"500MW | 650MW | 0MW","Yuma, AZ",13,100,500,649.99999999999898,2599.99999999999,0,1047133.3963828899,852366.58465567231,454136.82187033398,419228.87308425602,0,-3.5130049980125397E-13,817458.63586959429]
[null,185416,"500MW | 750MW | 0MW","Yuma, AZ",10,100,500,749.99999999999898,2999.99999999999,0,1063842.97185708,857457.43531680654,458482.66213943,423580.41208833997,0,-2.23554863509889E-13,822555.18526571651]
[null,185445,"500MW | 750MW | 100MW","Yuma, AZ",19,100,500,749.99999999999898,2999.99999999999,100,1013714.2454345,844423.96644693846,446771.52104263601,412897.06397533801,65033.377361758197,584604.53911805293,875582.8867413986]
[null,185572,"500MW | 850MW | 125MW","Yuma, AZ",6,100,500,850,3400,125,1086122.4058226701,863144.69544795412,463743.04334663798,428763.22856703697,47835.119331647002,430004.23820797401,876000.00000000012]
[null,185689,"500MW | 950MW | 125MW","Yuma, AZ",3,100,500,950,3800,125,1102831.9812968699,867476.52674060292,467798.858937777,432847.94486739999,43474.387329774101,390804.31002353801,876000]
[null,185816,"550MW | 0MW | 125MW","Yuma, AZ",10,100,550,0,0,125,1170227.2690427899,400217.72601263423,0,0,475330.79324396502,4272891.0997079797,875548.51925659925]
[null,185845,"550MW | 50MW | 0MW","Yuma, AZ",19,100,550,49.999999999999901,199.99999999999901,0,1115085.6699779499,451609.69634106976,51751.685543366199,47671.978177137498,0,-3.9920511341051597E-14,447529.98897484108]
[null,185923,"550MW | 100MW | 100MW","Yuma, AZ",17,100,550,100,400.00000000000102,100,1127339.3586590199,508430.05075521808,108440.678673569,99872.851006092096,376066.50590399199,3380574.6415227596,875928.72899173317]
[null,186088,"550MW | 250MW | 100MW","Yuma, AZ",2,100,550,250,1000,100,1219242.0237670999,765683.99092573859,364483.15981273598,335341.29271582799,139339.45715100199,1252564.1821675,875881.58097983256]
[null,186205,"550MW | 350MW | 0MW","Yuma, AZ",19,100,550,349.99999999999898,1399.99999999999,0,1115085.6699779499,753797.9129050941,353758.65357394598,325880.954605954,0,-3.9920511341051597E-14,725920.21393710212]
[null,186234,"550MW | 350MW | 125MW","Yuma, AZ",8,100,550,349.99999999999898,1399.99999999999,125,1182480.9577238699,843744.54206623998,442907.07136511599,407639.09557508398,67523.433723791997,606988.402773284,876000]
[null,186361,"550MW | 450MW | 125MW","Yuma, AZ",15,100,550,449.99999999999898,1799.99999999999,125,1139593.0473400999,860113.92364885518,459872.96717958298,423571.13059676799,52187.912933959698,469132.80573724402,875999.99999999988]
[null,186478,"550MW | 550MW | 125MW","Yuma, AZ",12,100,550,550,2200,125,1157973.5803617099,873846.84138193843,473346.79328912898,436317.38651753002,39182.5653896605,352223.83505727502,876000]
[null,186507,"550MW | 600MW | 100MW","Yuma, AZ",1,100,550,599.99999999999898,2399.99999999999,100,1225368.8681076299,887167.06050992408,485948.586430558,447980.65718833503,26625.737011801699,239346.737720189,875824.86827950273]
[null,186624,"550MW | 700MW | 0MW","Yuma, AZ",18,100,550,700,2800,0,1121212.5143184799,867818.48608250346,467587.84875081899,431661.31856885098,0,-6.3872818145682611E-14,831891.95590053545]
[null,186751,"550MW | 800MW | 100MW","Yuma, AZ",5,100,550,799.99999999999898,3199.99999999999,100,1200861.4907454799,885674.53961060708,484588.20636148599,447540.88139769703,27372.785353181898,246062.17937535801,876000]
[null,186878,"550MW | 900MW | 100MW","Yuma, AZ",12,100,550,899.99999999999898,3599.99999999999,100,1157973.5803617099,876586.00033381442,476506.47198025702,440567.123739895,34932.8281672956,314021.67224427097,875579.48026074795]
[null,186995,"550MW | 1000MW | 100MW","Yuma, AZ",9,100,550,1000,4000.00000000001,100,1176354.1133833299,881708.1915657483,480954.85283716902,445009.97002823499,30236.6912431858,271806.68859237002,876000]
[null,187024,"550MW | 1000MW | 125MW","Yuma, AZ",18,100,550,1000,4000.00000000001,125,1121212.5143184799,868939.69859682187,469344.12203447701,434428.08955541201,41604.523130824498,373995.53977991996,875628.18924858142]
[null,187151,"600MW | 100MW | 0MW","Yuma, AZ",5,100,600,100,400.00000000000102,0,1310030.71717689,542352.71691123233,140227.99543645699,129036.612461514,0,-1.5968204536420601E-13,531161.3339362893]
[null,187268,"600MW | 200MW | 0MW","Yuma, AZ",2,100,600,199.99999999999901,799.99999999999795,0,1330082.2077459199,696963.07685886207,294352.18289173802,270817.43660560698,0,-1.44711853611312E-13,673428.33057273109]
[null,187297,"600MW | 200MW | 100MW","Yuma, AZ",11,100,600,199.99999999999901,799.99999999999795,100,1269927.7360388199,648933.07311583695,247366.19200981001,227711.17993564301,246372.15299869899,2214713.1949512004,875650.21404036891]
[null,187451,"600MW | 350MW | 0MW","Yuma, AZ",5,100,600,349.99999999999898,1399.99999999999,0,1310030.71717689,865930.30405392428,463620.15321196598,426624.54528167198,0,-1.5968204536420601E-13,828934.69612363027]
[null,187540,"600MW | 400MW | 100MW","Yuma, AZ",14,100,600,400,1600,100,1249876.24546979,849423.1248756916,447740.61861050897,412270.51272847701,62046.981006340298,557758.92636029504,876000]
[null,187667,"600MW | 500MW | 125MW","Yuma, AZ",1,100,600,499.99999999999898,1999.99999999999,125,1336766.0379355999,898134.06654742011,495469.78918027098,456154.49342720798,17181.2292056429,154447.223698285,876000]
[null,187686,"600MW | 500MW | 125MW","Yuma, AZ",20,100,600,499.99999999999898,1999.99999999999,125,1209773.2643317201,864987.88399718003,464327.08068713697,425900.62245218601,48897.973675360103,439558.55475991499,875459.39943758911]
[null,187813,"600MW | 650MW | 0MW","Yuma, AZ",7,100,600,649.99999999999898,2599.99999999999,0,1296663.05679753,894697.50919029559,492777.28077154199,454325.60683081398,0,-1.2774563629136499E-13,856245.83524956764]
[null,187940,"600MW | 750MW | 0MW","Yuma, AZ",14,100,600,749.99999999999898,2999.99999999999,0,1249876.24546979,889911.88677449035,487807.84002248797,450222.22944652801,0,-1.2774563629136499E-13,852326.27619853034]
[null,188057,"600MW | 850MW | 0MW","Yuma, AZ",11,100,600,850,3400,0,1269927.7360388199,892759.19843529048,490910.99347957998,453424.43647049798,0,0,855272.64142620843]
[null,188086,"600MW | 850MW | 100MW","Yuma, AZ",20,100,600,850,3400,100,1209773.2643317201,884344.25622648746,483548.88799287099,443499.21602213098,31299.380105414501,281359.51758160302,875593.96436116192]
[null,188203,"600MW | 950MW | 100MW","Yuma, AZ",17,100,600,950,3800,100,1229824.75490075,887706.16344904026,486259.30875142303,449601.27439929801,24951.8709030848,224299.85310910002,876000]
[null,188330,"650MW | 0MW | 125MW","Yuma, AZ",4,100,650,0,0,125,1426440.75964711,403546.07992511499,0,0,472453.92007488501,4247030.0237291604,876000]
[null,188457,"650MW | 100MW | 125MW","Yuma, AZ",11,100,650,100,400.00000000000102,125,1375755.0473753901,527683.27476284793,124619.83462313301,114717.38949495601,358219.17036532902,3220139.5881650499,876000]
[null,188476,"650MW | 150MW | 0MW","Yuma, AZ",10,100,650,149.99999999999901,599.99999999999898,0,1382995.86341421,593305.22540469607,190385.282712396,175245.101312607,0,-9.5809227218524004E-14,578165.04400490713]
[null,188603,"650MW | 250MW | 0MW","Yuma, AZ",17,100,650,250,1000,0,1332310.1511424801,672816.6263269526,269962.690699108,248634.242009309,0,-1.6766614763241699E-13,651488.17763715354]
[null,188720,"650MW | 350MW | 0MW","Yuma, AZ",14,100,650,349.99999999999898,1399.99999999999,0,1354032.59925894,805649.39655906928,402740.290846986,370826.56206654001,0,-3.3533229526483398E-13,773735.66777862329]
[null,188847,"650MW | 450MW | 100MW","Yuma, AZ",1,100,650,449.99999999999898,1799.99999999999,100,1448163.2077635699,902205.67843670421,498754.00416342297,458853.693359925,13404.359934353601,120495.812757885,875709.72756755981]
[null,188876,"650MW | 450MW | 125MW","Yuma, AZ",10,100,650,449.99999999999898,1799.99999999999,125,1382995.86341421,894248.10985603963,491113.203460588,452096.12483135902,20768.968773189401,186698.490992832,876000]
[null,188957,"650MW | 550MW | 0MW","Yuma, AZ",11,100,650,550,2200,0,1375755.0473753901,898368.04593612975,495938.242965994,456683.73852140497,0,-1.99602556705258E-13,859113.54149154073]
[null,189119,"650MW | 650MW | 125MW","Yuma, AZ",13,100,650,649.99999999999898,2599.99999999999,125,1361273.4152977499,899801.7275118127,496994.16768598702,458087.98060608498,14993.7198788736,134783.046107159,875889.26031078422]
[null,189246,"650MW | 750MW | 125MW","Yuma, AZ",20,100,650,749.99999999999898,2999.99999999999,125,1310587.70302603,896089.43679590209,493706.85461365501,452661.73190231097,20955.685915442002,188376.94739968301,876000]
[null,189265,"650MW | 800MW | 0MW","Yuma, AZ",19,100,650,799.99999999999898,3199.99999999999,0,1317828.5190648499,896123.3929640979,493536.16342170502,455560.897935652,0,-1.7565024990062698E-13,858148.12747804495]
[null,189392,"650MW | 900MW | 100MW","Yuma, AZ",6,100,650,899.99999999999898,3599.99999999999,100,1411959.1275694801,906477.75989960623,503215.83078753803,464533.17291013303,8054.2241090625603,72401.836783596096,875849.32613126375]
[null,189509,"650MW | 1000MW | 100MW","Yuma, AZ",3,100,650,1000,4000.00000000001,100,1433681.57568593,908954.11898487958,505837.714627104,467215.70502422599,5171.7957396676602,46490.823442594497,875503.90512166917]
[null,189636,"700MW | 50MW | 100MW","Yuma, AZ",10,100,700,49.999999999999901,199.99999999999901,100,1489380.16059991,467665.37042837183,63799.395079620997,58725.657211957601,413176.33601192501,3714166.0373120001,875767.96857263346]
[null,189665,"700MW | 50MW | 125MW","Yuma, AZ",19,100,700,49.999999999999901,199.99999999999901,125,1419199.9436083001,455352.63714169653,51873.2885867593,47783.8529770198,424736.79846804298,3818086.5024687797,876000]
[null,189782,"700MW | 150MW | 125MW","Yuma, AZ",16,100,700,149.99999999999901,599.99999999999898,125,1442593.3492721701,570692.34407875198,166999.82078867301,153790.90381895,318516.57289097097,2863241.0286887996,876000]
[null,189909,"700MW | 300MW | 0MW","Yuma, AZ",3,100,700,299.99999999999898,1199.99999999999,0,1543964.77381562,835284.9426342505,430888.83615091001,396458.01426857797,0,-6.5868843712735198E-14,800854.12075191853]
[null,189938,"700MW | 300MW | 100MW","Yuma, AZ",12,100,700,299.99999999999898,1199.99999999999,100,1473784.5568240001,766367.96954848012,363013.70756338001,334194.17838175001,137840.77894396501,1239092.1141609799,875389.2193108151]
[null,190055,"700MW | 400MW | 100MW","Yuma, AZ",9,100,700,400,1600,100,1497177.9624878699,883261.41289125383,479096.92440426699,440984.024009988,30851.487503025099,277333.27661094395,876000]
[null,190182,"700MW | 500MW | 100MW","Yuma, AZ",16,100,700,499.99999999999898,1999.99999999999,100,1442593.3492721701,892965.2831994734,489671.60165015899,451001.44135773799,21306.035352183899,191526.34359138701,875601.15825923625]
[null,190299,"700MW | 600MW | 100MW","Yuma, AZ",13,100,700,599.99999999999898,2399.99999999999,100,1465986.7549360399,903047.84104060056,499756.74370149203,460259.632513972,11842.335619543899,106454.30758476601,875393.0654726245]
[null,190328,"700MW | 650MW | 0MW","Yuma, AZ",2,100,700,649.99999999999898,2599.99999999999,0,1551762.5757035799,910884.63193800137,506471.51655156497,465997.69475294702,0,-2.07586658973468E-13,870410.81013938342]
[null,190450,"700MW | 750MW | 0MW","Yuma, AZ",4,100,700,749.99999999999898,2999.99999999999,0,1536166.9719276601,912483.18132503005,507797.46379228198,467525.117505587,0,-1.4371384082778599E-13,872210.83503833506]
[null,190571,"700MW | 850MW | 0MW","Yuma, AZ",5,100,700,850,3400,0,1528369.1700397001,913964.76368374052,508911.11666306801,468878.51934058301,0,-1.99602556705258E-13,873932.16636125557]
[null,190698,"700MW | 950MW | 0MW","Yuma, AZ",12,100,700,950,3800,0,1473784.5568240001,909325.07156040799,505729.276737837,466714.99960023502,0,-2.23554863509889E-13,870310.79442280601]
[null,190717,"700MW | 950MW | 100MW","Yuma, AZ",11,100,700,950,3800,100,1481582.35871196,909691.56824914343,506348.747017666,467244.25211505097,4724.2228197011,42467.456193138998,875311.29616622953]
[null,190844,"750MW | 0MW | 100MW","Yuma, AZ",18,100,750,0,0,100,1528926.1558888401,404432.83870156802,0,0,471567.16129843198,4239058.6830599904,876000]
[null,190971,"750MW | 100MW | 125MW","Yuma, AZ",5,100,750,100,400.00000000000102,125,1637538.3964711099,545300.28602487966,140679.56608059001,129452.057451075,341238.44322704797,3067494.7377009001,875311.22062241263]
[null,191088,"750MW | 200MW | 125MW","Yuma, AZ",2,100,750,199.99999999999901,799.99999999999795,125,1662602.7596823999,701522.03453655308,296022.87606901798,272354.47432459902,198146.36720786599,1781197.1387416699,876000.00000000012]
[null,191117,"750MW | 250MW | 0MW","Yuma, AZ",11,100,750,250,1000,0,1587409.67004853,715921.76119188708,310260.80628376798,285607.79588672798,0,-2.23554863509889E-13,691268.75079484703]
[null,191244,"750MW | 350MW | 0MW","Yuma, AZ",18,100,750,349.99999999999898,1399.99999999999,0,1528926.1558888401,773636.63487975311,368781.05248091498,339678.06104939699,0,-6.3872818145682611E-14,744533.64344823512]
[null,191361,"750MW | 450MW | 0MW","Yuma, AZ",15,100,750,449.99999999999898,1799.99999999999,0,1553990.5191001401,882666.6148488794,477365.15017032501,439598.93056498899,0,-1.2774563629136499E-13,844900.39524354343]
[null,191488,"750MW | 550MW | 100MW","Yuma, AZ",2,100,750,550,2200,100,1662602.7596823999,909443.70954627288,504670.85293638997,464334.11281149799,6166.7287209667402,55434.574491386302,875273.69814234762]
[null,191507,"750MW | 550MW | 125MW","Yuma, AZ",1,100,750,550,2200,125,1670957.5474195001,910586.42142898904,505025.45814503398,464623.421674382,5815.6150416629398,52278.308294020695,876000]
[null,191634,"750MW | 650MW | 125MW","Yuma, AZ",8,100,750,649.99999999999898,2599.99999999999,125,1612474.03325982,909435.35475853854,504813.52031084202,464733.93351983,6150.7632038116299,55291.055668023902,875506.53117133817]
[null,191761,"750MW | 750MW | 125MW","Yuma, AZ",15,100,750,749.99999999999898,2999.99999999999,125,1553990.5191001401,907530.46315448184,503663.51141386101,464075.42211406498,7282.97869761317,65468.880406454104,875225.35255229892]
[null,191878,"750MW | 850MW | 125MW","Yuma, AZ",12,100,750,850,3400,125,1579054.8823114301,912194.31236141617,507346.71838629601,467387.19892276998,3765.2071021099,33846.576202996497,876000]
[null,191978,"750MW | 950MW | 100MW","Yuma, AZ",12,100,750,950,3800,100,1579054.8823114301,913924.67013556138,509077.07616044203,469195.03552092297,1957.3705039577001,17595.390671226898,876000]
[null,192023,"750MW | 1000MW | 0MW","Yuma, AZ",17,100,750,1000,4000.00000000001,0,1537280.94362594,911607.59957018238,507015.51686012902,467759.08404086501,0,-1.5968204536420601E-13,872351.16675091838]
[null,192150,"800MW | 50MW | 100MW","Yuma, AZ",4,100,800,49.999999999999901,199.99999999999901,100,1755619.3964887599,477528.47584494273,71781.014283145501,66048.604386895706,403781.04171797901,3629708.9183154302,875577.10766667197]
[null,192277,"800MW | 150MW | 100MW","Yuma, AZ",11,100,800,149.99999999999901,599.99999999999898,100,1693236.9813850999,592632.94348478504,187123.961977845,172254.75748210101,298020.724112675,2678997.6952660698,875784.46310171601]
[null,192296,"800MW | 150MW | 125MW","Yuma, AZ",10,100,800,149.99999999999901,599.99999999999898,125,1702148.7549713301,596873.25857290404,191084.18050946601,175888.087285035,294322.834651527,2645756.25753297,876000]
[null,192423,"800MW | 250MW | 125MW","Yuma, AZ",17,100,800,250,1000,125,1639766.3398676701,676679.64160416205,271352.986500895,249913.314146797,220760.03074993601,1984478.1444203998,876000]
[null,192550,"800MW | 400MW | 0MW","Yuma, AZ",4,100,800,400,1600,0,1755619.3964887599,904143.98919171141,497574.93422757799,457849.509586717,0,-1.19761534023155E-13,864418.56455085042]
[null,192667,"800MW | 500MW | 0MW","Yuma, AZ",1,100,800,499.99999999999898,1999.99999999999,0,1782354.71724747,910783.26051345724,503703.38846645103,463407.11741274601,0,-2.5549127258272999E-13,870486.98945975222]
[null,192696,"800MW | 500MW | 100MW","Yuma, AZ",10,100,800,499.99999999999898,1999.99999999999,100,1702148.7549713301,905543.1376447475,500291.376139817,460570.20351720502,9640.7184193573994,86663.310087129401,875462.68344149296]
[null,192813,"800MW | 600MW | 100MW","Yuma, AZ",7,100,800,599.99999999999898,2399.99999999999,100,1728884.07573004,910479.9218261186,504497.82159414602,464379.70580439299,5638.1939636344396,50683.4169972991,876000]
[null,192940,"800MW | 700MW | 100MW","Yuma, AZ",14,100,800,700,2800,100,1666501.66062638,909603.60261617368,504075.60190097598,464360.54287996399,6111.45640483837,54937.715060013601,876000]
[null,193067,"800MW | 800MW | 125MW","Yuma, AZ",1,100,800,799.99999999999898,3199.99999999999,125,1782354.71724747,916130.3246651995,510193.89973052999,469378.38777547301,268.83407183887499,2416.6301219812003,875583.64678198146]
[null,193086,"800MW | 800MW | 125MW","Yuma, AZ",20,100,800,799.99999999999898,3199.99999999999,125,1613031.0191089599,909749.4947774536,504638.21699549299,462218.38077269797,8661.9928755459005,77865.252556144813,875991.65143020451]
[null,193213,"800MW | 950MW | 0MW","Yuma, AZ",7,100,800,950,3800,0,1728884.07573004,916308.56013692124,510443.98865840799,469991.17720617098,0,-2.5549127258272999E-13,875855.74868468428]
[null,193340,"850MW | 0MW | 0MW","Yuma, AZ",14,100,850,0,0,0,1770658.01441553,405480.68530115654,0,0,0,0,405480.68530115654]
[null,193409,"850MW | 50MW | 100MW","Yuma, AZ",3,100,850,49.999999999999901,199.99999999999901,100,1874814.36820468,479952.47826039791,73144.402032783997,67299.564034512397,401741.30816343502,3611373.1414735601,875848.94842556131]
[null,193485,"850MW | 100MW | 100MW","Yuma, AZ",19,100,850,100,400.00000000000102,100,1723314.21723865,509700.05616027652,103758.168880082,95578.370324078496,374479.74239572702,3366310.7483179104,876000]
[null,193602,"850MW | 200MW | 100MW","Yuma, AZ",16,100,850,199.99999999999901,799.99999999999795,100,1751720.49554478,628867.65790057625,222958.66008030999,205323.39219832499,264533.05989552999,2377967.0353188799,875765.4499141213]
[null,193729,"850MW | 300MW | 125MW","Yuma, AZ",3,100,850,299.99999999999898,1199.99999999999,125,1874814.36820468,839829.88916551694,432870.761363464,398281.385458573,70759.486739373999,636078.25414625497,876000]
[null,193758,"850MW | 350MW | 0MW","Yuma, AZ",12,100,850,349.99999999999898,1399.99999999999,0,1789595.53328629,830372.32744483836,424108.05375785503,390437.90477839299,0,-6.3872818145682611E-14,796702.17846537638]
[null,193875,"850MW | 450MW | 0MW","Yuma, AZ",9,100,850,449.99999999999898,1799.99999999999,0,1818001.8115924201,905364.90217302518,499292.824265195,459591.108259072,0,-1.9561050557115298E-13,865663.18616690219]
[null,194002,"850MW | 550MW | 0MW","Yuma, AZ",16,100,850,550,2200,0,1751720.49554478,905639.49619665137,499617.327591262,460201.85995148902,0,-1.7565024990062698E-13,866224.02855687845]
[null,194119,"850MW | 650MW | 0MW","Yuma, AZ",13,100,850,649.99999999999898,2599.99999999999,0,1780126.7738509099,909644.78143781493,503528.41266429401,463769.84447707399,0,-1.2774563629136499E-13,869886.21325059491]
[null,194148,"850MW | 650MW | 125MW","Yuma, AZ",2,100,850,649.99999999999898,2599.99999999999,125,1884283.1276400599,913877.31690542912,507203.02926747798,466670.42900549102,2310.5486075976301,20770.214598277402,875655.26525103976]
[null,194275,"850MW | 750MW | 125MW","Yuma, AZ",9,100,850,749.99999999999898,2999.99999999999,125,1818001.8115924201,913645.7947895939,507053.76585497899,466892.31445410597,2515.6566112791402,22613.991975771598,876000]
[null,194392,"850MW | 850MW | 125MW","Yuma, AZ",6,100,850,850,3400,125,1846408.08989855,915818.41258968075,509291.96214565,468833.95716619497,388.42124012001602,3491.63505381086,875748.82885034569]
[null,194519,"850MW | 950MW | 125MW","Yuma, AZ",13,100,850,950,3800,125,1780126.7738509099,914985.16175936768,508753.05423218798,468818.22462839499,844.18819160734699,7588.66091081593,875894.52034718206]
[null,194548,"850MW | 1000MW | 100MW","Yuma, AZ",2,100,850,1000,4000.00000000001,100,1884283.1276400599,916707.97451649094,509688.95212957897,468980.97761308798,2.48689957516035E-14,2.23554863509889E-13,876000]
[null,194665,"900MW | 50MW | 0MW","Yuma, AZ",19,100,900,49.999999999999901,199.99999999999901,0,1824685.6417821001,457996.09608730691,51936.681328949599,47842.1742998349,0,-7.9841022682103311E-15,453901.58905819221]
[null,194792,"900MW | 150MW | 100MW","Yuma, AZ",6,100,900,149.99999999999901,599.99999999999898,100,1955020.33048082,613876.38377097761,207183.17650312401,190658.87861446501,277886.608508509,2498006.0898655402,875238.69439082756]
[null,194840,"900MW | 200MW | 0MW","Yuma, AZ",14,100,900,199.99999999999901,799.99999999999795,0,1874814.36820468,641186.5139260008,233704.909444082,215183.08495652699,0,-3.3932434639893903E-13,622664.68943844573]
[null,194937,"900MW | 250MW | 125MW","Yuma, AZ",11,100,900,250,1000,125,1904891.6040582301,718144.13472995267,311482.663283089,286731.90432475897,182120.281192939,1637133.8437276899,875513.65696456167]
[null,195064,"900MW | 350MW | 125MW","Yuma, AZ",18,100,900,349.99999999999898,1399.99999999999,125,1834711.3870666099,777102.85694152804,370401.31529126799,341168.70283474697,128129.755514993,1151796.81125093,876000]
[null,195181,"900MW | 450MW | 125MW","Yuma, AZ",15,100,900,449.99999999999898,1799.99999999999,125,1864788.6229201599,885774.59588707588,479630.77540918702,441683.30572067801,27421.0925430182,246496.427196954,875248.21874158503]
[null,195308,"900MW | 600MW | 0MW","Yuma, AZ",2,100,900,599.99999999999898,2399.99999999999,0,1995123.3116188899,913766.47672145138,505808.60225159198,465384.199057994,0,-1.5968204536420599E-14,873342.07352785347]
[null,195327,"900MW | 600MW | 100MW","Yuma, AZ",1,100,900,599.99999999999898,2399.99999999999,100,2005149.0569034,913852.301322871,506099.295081674,465611.35147684102,2635.6422819620302,23692.579165241299,876000]
[null,195454,"900MW | 700MW | 100MW","Yuma, AZ",8,100,900,700,2800,100,1934968.8399117801,913305.29243836005,506215.36033518403,466047.12555805,2620.7515020800702,23558.7214776484,875757.80916330614]
[null,195581,"900MW | 800MW | 100MW","Yuma, AZ",15,100,900,799.99999999999898,3199.99999999999,100,1864788.6229201599,911881.63660795824,505611.59262353502,465914.65161111997,3189.74665257577,28673.589583999299,875374.44224811904]
[null,195698,"900MW | 900MW | 100MW","Yuma, AZ",12,100,900,899.99999999999898,3599.99999999999,100,1894865.85877372,915150.92972223717,508065.47215826402,468084.93664616201,829.60578986482699,7457.5753268318904,876000]
[null,195727,"900MW | 950MW | 0MW","Yuma, AZ",1,100,900,950,3800,0,2005149.0569034,916353.11900485377,508964.123649024,468246.993758803,0,-1.9161845443704801E-13,875635.98911463283]
[null,195854,"950MW | 0MW | 0MW","Yuma, AZ",8,100,950,0,0,0,2042467.10879577,408493.42175915389,0,0,0,0,408493.42175915389]
[null,195971,"950MW | 100MW | 0MW","Yuma, AZ",5,100,950,100,400.00000000000102,0,2074215.3021967399,549667.05508213607,140995.46318498501,129742.68278709101,0,-2.23554863509889E-13,538414.27468424209]
[null,196098,"950MW | 200MW | 0MW","Yuma, AZ",12,100,950,199.99999999999901,799.99999999999795,0,2000136.1842611399,652044.39606913156,244413.04664676401,225007.714526525,0,-1.4371384082778599E-13,632639.06394889252]
[null,196117,"950MW | 200MW | 100MW","Yuma, AZ",11,100,950,199.99999999999901,799.99999999999795,100,2010718.9153948,657481.63172966498,249695.79651948099,229854.416081217,238359.74870859901,2142687.2890662099,876000]
[null,196244,"950MW | 300MW | 100MW","Yuma, AZ",18,100,950,299.99999999999898,1199.99999999999,100,1936639.7974592,725667.90195068694,318325.56128807098,293201.93875643,175455.72058095399,1577224.10901837,876000]
[null,196333,"950MW | 400MW | 0MW","Yuma, AZ",7,100,950,400,1600,0,2053049.83992943,899235.82988909027,490771.41930351901,451670.84571411402,0,-3.1936409072841303E-13,860135.25629968522]
[null,196487,"950MW | 500MW | 125MW","Yuma, AZ",1,100,950,499.99999999999898,1999.99999999999,125,2116546.2267313702,911834.43475081015,503447.07148563699,463171.30576868798,4441.3309661388503,39924.456453912004,876000]
[null,196516,"950MW | 550MW | 0MW","Yuma, AZ",10,100,950,550,2200,0,2021301.6465284601,909585.7409378069,502197.56431204401,462354.11029343703,0,-2.07586658973468E-13,869742.28691919986]
[null,196643,"950MW | 650MW | 0MW","Yuma, AZ",17,100,950,649.99999999999898,2599.99999999999,0,1947222.5285928601,909352.92085286579,501976.45852029702,462516.61491435103,0,-6.3872818145682611E-14,869893.07724691974]
[null,196760,"950MW | 750MW | 0MW","Yuma, AZ",14,100,950,749.99999999999898,2999.99999999999,0,1978970.7219938301,912305.50283915561,504912.96040378697,465174.55457693897,0,-3.8323690887409602E-13,872567.09701230761]
[null,196789,"950MW | 750MW | 125MW","Yuma, AZ",3,100,950,749.99999999999898,2999.99999999999,125,2095380.7644640601,915681.39407079434,507702.15865896503,467186.69842964498,541.34056075966396,4866.2727028368499,875707.274402234]
[null,196906,"950MW | 850MW | 100MW","Yuma, AZ",20,100,950,850,3400,100,1915474.3351918899,913383.63595109712,506170.71977659798,463500.23427528498,5286.8495502158903,47525.076661755702,876000]
[null,197033,"950MW | 950MW | 125MW","Yuma, AZ",7,100,950,950,3800,125,2053049.83992943,915660.22860852606,508244.686887105,467967.81929324201,-5.3290705182007498E-15,-4.7904613609262002E-14,875383.36101466301]
[null,197160,"1000MW | 0MW | 125MW","Yuma, AZ",14,100,1000,0,0,125,2083127.0757829801,408204.30534502899,0,0,467795.69465497101,4205155.8379619299,876000]
[null,197277,"1000MW | 100MW | 125MW","Yuma, AZ",11,100,1000,100,400.00000000000102,125,2116546.2267313702,533369.64913630532,125127.196674365,115184.16258193,352428.47415289597,3168085.2827026299,875855.08919676626]
[null,197306,"1000MW | 150MW | 0MW","Yuma, AZ",20,100,1000,149.99999999999901,599.99999999999898,0,2016288.7738862,560528.27914036368,151754.94659608501,139230.40476340399,0,-6.3872818145682611E-14,548003.73730768263]
[null,197423,"1000MW | 250MW | 0MW","Yuma, AZ",17,100,1000,250,1000,0,2049707.9248345899,680503.03104508389,272375.28260636498,250853.82656362301,0,-1.83634352168837E-13,658981.57500234188]
[null,197550,"1000MW | 350MW | 100MW","Yuma, AZ",4,100,1000,349.99999999999898,1399.99999999999,100,2194524.24561095,883963.41155219916,475159.933423788,437217.63749140198,29978.884380186799,269489.18535881297,876000]
[null,197579,"1000MW | 350MW | 125MW","Yuma, AZ",13,100,1000,349.99999999999898,1399.99999999999,125,2094266.7927657799,825141.11634971714,417063.302128273,383980.23285288498,83753.9050003632,752888.97821976501,875811.95207469235]
[null,197696,"1000MW | 450MW | 125MW","Yuma, AZ",10,100,1000,449.99999999999898,1799.99999999999,125,2127685.9437141698,906394.21202223632,498421.81270998501,458819.99135075998,8732.7717295713592,78501.504908635805,875525.16239258263]
[null,197823,"1000MW | 550MW | 125MW","Yuma, AZ",17,100,1000,550,2200,125,2049707.9248345899,907838.69853415806,499825.94080196298,460430.71198321698,7556.5302845879796,67927.917687246692,876000]
[null,197867,"1000MW | 600MW | 125MW","Yuma, AZ",1,100,1000,599.99999999999898,2399.99999999999,125,2227943.3965593399,914678.35567609221,505699.50928256399,465243.54854116199,1777.60506530976,15979.425213589,876000]
[null,197868,"1000MW | 600MW | 125MW","Yuma, AZ",2,100,1000,599.99999999999898,2399.99999999999,125,2216803.6795765399,913323.11598553462,505454.92613264499,465058.817028052,2020.1920130236999,18160.112062673899,874947.19889396534]
[null,197869,"1000MW | 600MW | 125MW","Yuma, AZ",3,100,1000,599.99999999999898,2399.99999999999,125,2205663.9625937399,913144.88051380834,505211.16525631701,464874.84200664598,2262.7789607376399,20340.798911758899,875071.33622487495]
[null,197870,"1000MW | 600MW | 125MW","Yuma, AZ",4,100,1000,599.99999999999898,2399.99999999999,125,2194524.24561095,912922.08617415535,504954.36953894398,464678.87493147899,2517.6469401097102,22631.883638728199,875164.23850680003]
[null,197871,"1000MW | 600MW | 125MW","Yuma, AZ",5,100,1000,599.99999999999898,2399.99999999999,125,2183384.52862815,912654.73296656657,504658.34521787002,464446.81754090701,2808.8974525216699,25250.021869952998,875252.10274212528]
[null,197872,"1000MW | 600MW | 125MW","Yuma, AZ",6,100,1000,599.99999999999898,2399.99999999999,125,2172244.81164535,912342.8208910469,504362.556151075,464214.97658427199,3100.1480265374798,27868.160654953401,875295.38935078145]
[null,197873,"1000MW | 600MW | 125MW","Yuma, AZ",7,100,1000,599.99999999999898,2399.99999999999,125,2161105.0946625602,911986.34994760051,504066.76640318602,463983.135001029,3391.3992271603302,30486.305072712399,875294.11777260387]
[null,197874,"1000MW | 600MW | 125MW","Yuma, AZ",8,100,1000,599.99999999999898,2399.99999999999,125,2149965.3776797601,911585.3201362181,503770.97665436403,463751.29341692902,3682.6504286408699,33104.449498181399,875248.28732742392]
[null,197875,"1000MW | 600MW | 125MW","Yuma, AZ",9,100,1000,599.99999999999898,2399.99999999999,125,2138825.6606969601,911139.73145690514,503475.186905329,463519.451832633,3973.9016303174199,35722.593925412402,875157.89801452658]
[null,197876,"1000MW | 600MW | 125MW","Yuma, AZ",10,100,1000,599.99999999999898,2399.99999999999,125,2127685.9437141698,910649.58390966454,503179.39715629403,463287.61024833698,4265.1528319939798,38340.738352643399,875022.94983370148]
[null,197877,"1000MW | 600MW | 125MW","Yuma, AZ",11,100,1000,599.99999999999898,2399.99999999999,125,2116546.2267313702,911271.44583971635,502884.08257454302,463056.20581794297,4556.4309168837999,40959.124441143504,876000.00000000012]
[null,197878,"1000MW | 600MW | 125MW","Yuma, AZ",12,100,1000,599.99999999999898,2399.99999999999,125,2105406.5097485702,910916.29676247016,502589.44598727801,462825.425142475,4847.7240823329103,43577.646093315198,876000]
[null,197879,"1000MW | 600MW | 125MW","Yuma, AZ",13,100,1000,599.99999999999898,2399.99999999999,125,2094266.7927657799,910561.18908856902,502295.32694181701,462595.12060546601,5139.0172477820297,46196.167745487001,876000]
[null,197880,"1000MW | 600MW | 125MW","Yuma, AZ",14,100,1000,599.99999999999898,2399.99999999999,125,2083127.0757829801,910174.55537318124,501970.25002815301,462336.334829712,5459.3598252597903,49075.823277207804,876000]
[null,197881,"1000MW | 600MW | 125MW","Yuma, AZ",15,100,1000,599.99999999999898,2399.99999999999,125,2071987.35880018,909602.45051327895,501622.65297022503,462056.83052123402,5801.7552485877304,52153.718456129696,875838.38331287564]
[null,197882,"1000MW | 600MW | 125MW","Yuma, AZ",16,100,1000,599.99999999999898,2399.99999999999,125,2060847.64181739,908833.81004146917,501276.27147032297,461778.44452615501,6144.1820248821004,55231.895476272599,875480.16512218327]
[null,197883,"1000MW | 600MW | 125MW","Yuma, AZ",17,100,1000,599.99999999999898,2399.99999999999,125,2049707.9248345899,908020.61070172337,500930.47892661899,461500.60037077899,6486.6418970265004,58310.370004940298,875077.37404290983]
[null,197884,"1000MW | 600MW | 125MW","Yuma, AZ",18,100,1000,599.99999999999898,2399.99999999999,125,2038568.2078517899,908514.13162708259,500566.11714343203,461205.67251507897,6846.3130012705396,61543.561462321297,876000]
[null,197885,"1000MW | 600MW | 125MW","Yuma, AZ",19,100,1000,599.99999999999898,2399.99999999999,125,2027428.4908690001,908046.90505423653,500163.63381913101,460875.67284155398,7241.0559233405002,65092.0240116848,876000]
[null,197886,"1000MW | 600MW | 125MW","Yuma, AZ",20,100,1000,599.99999999999898,2399.99999999999,125,2016288.7738862,908451.42058340786,500632.93763026001,459045.718201435,9135.79884541707,82124.436561107694,875999.99999999988]
[null,197887,"1000MW | 650MW | 0MW","Yuma, AZ",1,100,1000,649.99999999999898,2599.99999999999,0,2227943.3965593399,915684.73598588875,506535.65525365801,466012.80283435498,0,-1.2774563629136499E-13,875161.88356658572]
[null,197888,"1000MW | 650MW | 0MW","Yuma, AZ",2,100,1000,649.99999999999898,2599.99999999999,0,2216803.6795765399,915539.91966511076,506392.04265233601,465924.32130802301,0,-6.3872818145682611E-14,875072.19832079776]
[null,197889,"1000MW | 650MW | 0MW","Yuma, AZ",3,100,1000,649.99999999999898,2599.99999999999,0,2205663.9625937399,915350.54447640222,506209.949300326,465800.43749107199,0,-1.9161845443704801E-13,874941.03266714816]
[null,197890,"1000MW | 650MW | 0MW","Yuma, AZ",4,100,1000,649.99999999999898,2599.99999999999,0,2194524.24561095,915116.61041976628,505944.60851691401,465599.96603723097,0,-1.5968204536420601E-13,874771.96794008324]
[null,197891,"1000MW | 650MW | 0MW","Yuma, AZ",5,100,1000,649.99999999999898,2599.99999999999,0,2183384.52862815,914838.11749519489,505679.58536136599,465399.78680102603,0,-1.99602556705258E-13,874558.31893485493]
[null,197892,"1000MW | 650MW | 0MW","Yuma, AZ",6,100,1000,649.99999999999898,2599.99999999999,0,2172244.81164535,914515.06570269237,505414.797527046,465199.82406035002,0,-1.9161845443704801E-13,874300.09223599639]
[null,197893,"1000MW | 650MW | 0MW","Yuma, AZ",7,100,1000,649.99999999999898,2599.99999999999,0,2161105.0946625602,914147.45504226279,505150.00969272002,464999.861319669,0,-1.5968204536420601E-13,873997.30666921171]
[null,197894,"1000MW | 650MW | 0MW","Yuma, AZ",8,100,1000,649.99999999999898,2599.99999999999,0,2149965.3776797601,913735.28551389812,504843.26202919299,464761.29553612199,0,-2.7145947711915099E-13,873653.31902082707]
[null,197895,"1000MW | 650MW | 0MW","Yuma, AZ",9,100,1000,649.99999999999898,2599.99999999999,0,2138825.6606969601,913278.55711760209,504521.92926440103,464509.31145941198,0,-2.07586658973468E-13,873265.9393126131]
[null,197896,"1000MW | 650MW | 0MW","Yuma, AZ",10,100,1000,649.99999999999898,2599.99999999999,0,2127685.9437141698,912777.26985337865,504200.596499609,464257.32738270197,0,-2.8742768165557199E-13,872834.00073647161]
[null,197897,"1000MW | 650MW | 0MW","Yuma, AZ",11,100,1000,649.99999999999898,2599.99999999999,0,2116546.2267313702,912231.42372122069,503879.738902101,464005.78045989299,0,-1.9161845443704801E-13,872357.46527901269]
[null,197898,"1000MW | 650MW | 0MW","Yuma, AZ",12,100,1000,649.99999999999898,2599.99999999999,0,2105406.5097485702,911641.01872113091,503559.559299079,463754.85729201097,0,-2.5549127258272999E-13,871836.31671406282]
[null,197899,"1000MW | 650MW | 0MW","Yuma, AZ",13,100,1000,649.99999999999898,2599.99999999999,0,2094266.7927657799,911006.0548531143,503239.89723786002,463504.410262588,0,-1.9161845443704801E-13,871270.56787784235]
[null,197900,"1000MW | 650MW | 0MW","Yuma, AZ",14,100,1000,649.99999999999898,2599.99999999999,0,2083127.0757829801,910326.53211716237,502920.85275624099,463254.531406397,0,-4.9501434062903999E-13,870660.21076731838]
[null,197901,"1000MW | 650MW | 0MW","Yuma, AZ",15,100,1000,649.99999999999898,2599.99999999999,0,2071987.35880018,911674.4378720792,502603.246011212,463005.97526786901,0,-2.07586658973468E-13,872077.16712873615]
[null,197902,"1000MW | 650MW | 0MW","Yuma, AZ",16,100,1000,649.99999999999898,2599.99999999999,0,2060847.64181739,910894.65768328658,502286.85482422402,462758.53744273802,0,-1.9161845443704801E-13,871366.34030180052]
[null,197903,"1000MW | 650MW | 0MW","Yuma, AZ",17,100,1000,649.99999999999898,2599.99999999999,0,2049707.9248345899,910070.31862655771,501923.00753772201,462467.440006055,0,-2.4750717031451999E-13,870614.75109489076]
[null,197904,"1000MW | 650MW | 0MW","Yuma, AZ",18,100,1000,649.99999999999898,2599.99999999999,0,2038568.2078517899,909201.4207018984,501548.15038704098,462166.21349432599,0,-2.23554863509889E-13,869819.48380918335]
[null,197905,"1000MW | 650MW | 0MW","Yuma, AZ",19,100,1000,649.99999999999898,2599.99999999999,0,2027428.4908690001,908287.96390931192,501173.29256029398,461864.98636061698,0,-3.0339588619199203E-13,868979.65770963486]
[null,197906,"1000MW | 650MW | 0MW","Yuma, AZ",20,100,1000,649.99999999999898,2599.99999999999,0,2016288.7738862,909346.23702267639,501878.736283042,460063.80426032201,0,-1.2774563629136499E-13,867531.3049999564]
[null,197907,"1000MW | 650MW | 100MW","Yuma, AZ",1,100,1000,649.99999999999898,2599.99999999999,100,2227943.3965593399,915514.50164718612,506535.65525365801,466012.80283435498,1008.35077211691,9064.3675957905907,876000]
[null,197908,"1000MW | 650MW | 100MW","Yuma, AZ",2,100,1000,649.99999999999898,2599.99999999999,100,2216803.6795765399,915313.03361126059,506392.04265233601,465924.32130802301,1154.6877330524401,10379.8344387283,876000]
[null,197909,"1000MW | 650MW | 100MW","Yuma, AZ",3,100,1000,649.99999999999898,2599.99999999999,100,2205663.9625937399,915072.32833294221,506209.949300326,465800.43749107199,1337.18347631181,12020.3434236098,876000]
[null,197910,"1000MW | 650MW | 100MW","Yuma, AZ",4,100,1000,649.99999999999898,2599.99999999999,100,2194524.24561095,914748.08664532565,505944.60851691401,465599.96603723097,1596.55583435741,14351.919361789101,876000]
[null,197911,"1000MW | 650MW | 100MW","Yuma, AZ",5,100,1000,649.99999999999898,2599.99999999999,100,2183384.52862815,914423.87036793691,505679.58536136599,465399.78680102603,1855.9281924030299,16683.495299968501,876000]
[null,197912,"1000MW | 650MW | 100MW","Yuma, AZ",6,100,1000,649.99999999999898,2599.99999999999,100,2172244.81164535,914099.67291623692,505414.797527046,465199.82406035002,2115.3005504590901,19015.071238241901,876000]
[null,197913,"1000MW | 650MW | 100MW","Yuma, AZ",7,100,1000,649.99999999999898,2599.99999999999,100,2161105.0946625602,913775.47546453006,505150.00969272002,464999.861319669,2374.67290852105,21346.647176568298,876000]
[null,197914,"1000MW | 650MW | 100MW","Yuma, AZ",8,100,1000,649.99999999999898,2599.99999999999,100,2149965.3776797601,913409.31818362302,504843.26202919299,464761.29553612199,2672.6483094478799,24025.237448119802,875999.99999999988]
[null,197915,"1000MW | 650MW | 100MW","Yuma, AZ",9,100,1000,649.99999999999898,2599.99999999999,100,2138825.6606969601,913028.57580145029,504521.92926440103,464509.31145941198,2984.0420035386901,26824.4487824104,876000]
[null,197916,"1000MW | 650MW | 100MW","Yuma, AZ",10,100,1000,649.99999999999898,2599.99999999999,100,2127685.9437141698,912647.83341927757,504200.596499609,464257.32738270197,3295.4356976295098,29623.660116700899,876000]
[null,197917,"1000MW | 650MW | 100MW","Yuma, AZ",11,100,1000,649.99999999999898,2599.99999999999,100,2116546.2267313702,912231.42372122069,503879.738902101,464005.78045989299,3606.8562749335902,32423.1131122605,875964.32155394624]
[null,197918,"1000MW | 650MW | 100MW","Yuma, AZ",12,100,1000,649.99999999999898,2599.99999999999,100,2105406.5097485702,911641.01872113068,503559.559299079,463754.85729201097,3918.2919327969698,35222.701671491799,875754.60864685965]
[null,197919,"1000MW | 650MW | 100MW","Yuma, AZ",13,100,1000,649.99999999999898,2599.99999999999,100,2094266.7927657799,911006.0548531143,503239.89723786002,463504.410262588,4229.72759066034,38022.290230722996,875500.29546850268]
[null,197920,"1000MW | 650MW | 100MW","Yuma, AZ",14,100,1000,649.99999999999898,2599.99999999999,100,2083127.0757829801,910326.53211716237,502920.85275624099,463254.531406397,4541.1632485745004,40821.878790410701,875201.37401589286]
[null,197921,"1000MW | 650MW | 100MW","Yuma, AZ",15,100,1000,649.99999999999898,2599.99999999999,100,2071987.35880018,910744.66024138988,502603.246011212,463005.97526786901,4852.6105019531997,43621.571585207901,876000.00000000012]
[null,197922,"1000MW | 650MW | 100MW","Yuma, AZ",16,100,1000,649.99999999999898,2599.99999999999,100,2060847.64181739,910364.22827318776,502286.85482422402,462758.53744273802,5164.0891082983298,46421.546221226199,876000.00000000012]
[null,197923,"1000MW | 650MW | 100MW","Yuma, AZ",17,100,1000,649.99999999999898,2599.99999999999,100,2049707.9248345899,909935.76526991674,501923.00753772201,462467.440006055,5519.8022617501701,49619.1584715508,875999.99999999988]
[null,197924,"1000MW | 650MW | 100MW","Yuma, AZ",18,100,1000,649.99999999999898,2599.99999999999,100,2038568.2078517899,909201.4207018984,501548.15038704098,462166.21349432599,5885.7720220235697,52908.970437576398,875705.25583120692]
[null,197925,"1000MW | 650MW | 100MW","Yuma, AZ",19,100,1000,649.99999999999898,2599.99999999999,100,2027428.4908690001,908287.96390931192,501173.29256029398,461864.98636061698,6251.7424042768398,56198.7879947658,875231.40011391183]
[null,197926,"1000MW | 650MW | 100MW","Yuma, AZ",20,100,1000,649.99999999999898,2599.99999999999,100,2016288.7738862,909346.23702267639,501878.736283042,460063.80426032201,8117.71278653011,72972.555551955098,875649.01778648654]
[null,197927,"1000MW | 650MW | 125MW","Yuma, AZ",1,100,1000,649.99999999999898,2599.99999999999,125,2227943.3965593399,915514.50164718612,506535.65525365801,466012.80283435498,1008.35077211691,9064.3675957905907,876000]
[null,197928,"1000MW | 650MW | 125MW","Yuma, AZ",2,100,1000,649.99999999999898,2599.99999999999,125,2216803.6795765399,915313.03361126059,506392.04265233601,465924.32130802301,1154.6877330524401,10379.8344387283,876000]
[null,197929,"1000MW | 650MW | 125MW","Yuma, AZ",3,100,1000,649.99999999999898,2599.99999999999,125,2205663.9625937399,915072.32833294221,506209.949300326,465800.43749107199,1337.18347631181,12020.3434236098,876000]
[null,197930,"1000MW | 650MW | 125MW","Yuma, AZ",4,100,1000,649.99999999999898,2599.99999999999,125,2194524.24561095,914748.08664532565,505944.60851691401,465599.96603723097,1596.55583435741,14351.919361789101,876000]
[null,197931,"1000MW | 650MW | 125MW","Yuma, AZ",5,100,1000,649.99999999999898,2599.99999999999,125,2183384.52862815,914423.87036793691,505679.58536136599,465399.78680102603,1855.9281924030299,16683.495299968501,876000]
[null,197932,"1000MW | 650MW | 125MW","Yuma, AZ",6,100,1000,649.99999999999898,2599.99999999999,125,2172244.81164535,914099.67291623692,505414.797527046,465199.82406035002,2115.3005504590901,19015.071238241901,876000]
[null,197933,"1000MW | 650MW | 125MW","Yuma, AZ",7,100,1000,649.99999999999898,2599.99999999999,125,2161105.0946625602,913775.47546453006,505150.00969272002,464999.861319669,2374.67290852105,21346.647176568298,876000]
[null,197934,"1000MW | 650MW | 125MW","Yuma, AZ",8,100,1000,649.99999999999898,2599.99999999999,125,2149965.3776797601,913409.31818362302,504843.26202919299,464761.29553612199,2672.6483094478799,24025.237448119802,875999.99999999988]
[null,197935,"1000MW | 650MW | 125MW","Yuma, AZ",9,100,1000,649.99999999999898,2599.99999999999,125,2138825.6606969601,913028.57580145029,504521.92926440103,464509.31145941198,2984.0420035386901,26824.4487824104,876000]
[null,197936,"1000MW | 650MW | 125MW","Yuma, AZ",10,100,1000,649.99999999999898,2599.99999999999,125,2127685.9437141698,912647.83341927757,504200.596499609,464257.32738270197,3295.4356976295098,29623.660116700899,876000]
[null,197937,"1000MW | 650MW | 125MW","Yuma, AZ",11,100,1000,649.99999999999898,2599.99999999999,125,2116546.2267313702,912231.42372122069,503879.738902101,464005.78045989299,3606.8562749335902,32423.1131122605,875964.32155394624]
[null,197938,"1000MW | 650MW | 125MW","Yuma, AZ",12,100,1000,649.99999999999898,2599.99999999999,125,2105406.5097485702,911641.01872113068,503559.559299079,463754.85729201097,3918.2919327969698,35222.701671491799,875754.60864685965]
[null,197939,"1000MW | 650MW | 125MW","Yuma, AZ",13,100,1000,649.99999999999898,2599.99999999999,125,2094266.7927657799,911006.0548531143,503239.89723786002,463504.410262588,4229.72759066034,38022.290230722996,875500.29546850268]
[null,197940,"1000MW | 650MW | 125MW","Yuma, AZ",14,100,1000,649.99999999999898,2599.99999999999,125,2083127.0757829801,910326.53211716237,502920.85275624099,463254.531406397,4541.1632485745004,40821.878790410701,875201.37401589286]
[null,197941,"1000MW | 650MW | 125MW","Yuma, AZ",15,100,1000,649.99999999999898,2599.99999999999,125,2071987.35880018,910744.66024138988,502603.246011212,463005.97526786901,4852.6105019531997,43621.571585207901,876000.00000000012]
[null,197942,"1000MW | 650MW | 125MW","Yuma, AZ",16,100,1000,649.99999999999898,2599.99999999999,125,2060847.64181739,910364.22827318776,502286.85482422402,462758.53744273802,5164.0891082983298,46421.546221226199,876000.00000000012]
[null,197943,"1000MW | 650MW | 125MW","Yuma, AZ",17,100,1000,649.99999999999898,2599.99999999999,125,2049707.9248345899,909935.76526991674,501923.00753772201,462467.440006055,5519.8022617501701,49619.1584715508,875999.99999999988]
[null,197944,"1000MW | 650MW | 125MW","Yuma, AZ",18,100,1000,649.99999999999898,2599.99999999999,125,2038568.2078517899,909201.4207018984,501548.15038704098,462166.21349432599,5885.7720220235697,52908.970437576398,875705.25583120692]
[null,197945,"1000MW | 650MW | 125MW","Yuma, AZ",19,100,1000,649.99999999999898,2599.99999999999,125,2027428.4908690001,908287.96390931192,501173.29256029398,461864.98636061698,6251.7424042768398,56198.7879947658,875231.40011391183]
[null,197946,"1000MW | 650MW | 125MW","Yuma, AZ",20,100,1000,649.99999999999898,2599.99999999999,125,2016288.7738862,909346.23702267639,501878.736283042,460063.80426032201,8117.71278653011,72972.555551955098,875649.01778648654]
[null,197947,"1000MW | 700MW | 0MW","Yuma, AZ",1,100,1000,700,2800,0,2227943.3965593399,915684.73598588863,506956.93618289399,466400.38128923799,0,-1.2774563629136499E-13,875128.1810922327]
[null,197948,"1000MW | 700MW | 0MW","Yuma, AZ",2,100,1000,700,2800,0,2216803.6795765399,915539.91966511076,506857.17368921702,466355.59894401999,0,-6.3872818145682611E-14,875038.34491991368]
[null,197949,"1000MW | 700MW | 0MW","Yuma, AZ",3,100,1000,700,2800,0,2205663.9625937399,915350.54447640199,506758.233469131,466311.57309050602,0,-1.9161845443704801E-13,874903.88409777707]
[null,197950,"1000MW | 700MW | 0MW","Yuma, AZ",4,100,1000,700,2800,0,2194524.24561095,915116.61041976628,506659.60735545499,466267.83621488803,0,-1.5968204536420601E-13,874724.83927919925]
[null,197951,"1000MW | 700MW | 0MW","Yuma, AZ",5,100,1000,700,2800,0,2183384.52862815,914838.11749519501,506531.776716183,466197.23117572197,0,-1.99602556705258E-13,874503.57195473392]
[null,197952,"1000MW | 700MW | 0MW","Yuma, AZ",6,100,1000,700,2800,0,2172244.81164535,914515.06570269237,506343.33319772303,466070.86228770402,0,-1.9161845443704801E-13,874242.59479267336]
[null,197953,"1000MW | 700MW | 0MW","Yuma, AZ",7,100,1000,700,2800,0,2161105.0946625602,914147.45504226279,506061.21768226998,465858.31516245299,0,-1.5968204536420601E-13,873944.5525224458]
[null,197954,"1000MW | 700MW | 0MW","Yuma, AZ",8,100,1000,700,2800,0,2149965.3776797601,913735.28551389812,505774.53583351697,465641.56701056502,0,-2.7145947711915099E-13,873602.31669094623]
[null,197955,"1000MW | 700MW | 0MW","Yuma, AZ",9,100,1000,700,2800,0,2138825.6606969601,913278.55711760209,505487.85398455203,465424.81885848101,0,-2.07586658973468E-13,873215.52199153113]
[null,197956,"1000MW | 700MW | 0MW","Yuma, AZ",10,100,1000,700,2800,0,2127685.9437141698,912777.26985337865,505201.17213558598,465208.070706397,0,-2.8742768165557199E-13,872784.16842418967]
[null,197957,"1000MW | 700MW | 0MW","Yuma, AZ",11,100,1000,700,2800,0,2116546.2267313702,912231.42372122069,504875.39522926998,464955.35510155198,0,-1.9161845443704801E-13,872311.38359350269]
[null,197958,"1000MW | 700MW | 0MW","Yuma, AZ",12,100,1000,700,2800,0,2105406.5097485702,913746.42523087934,504529.67261050799,464684.28944125498,0,-2.5549127258272999E-13,873901.04206162633]
[null,197959,"1000MW | 700MW | 0MW","Yuma, AZ",13,100,1000,700,2800,0,2094266.7927657799,913100.32164588012,504184.46753354801,464413.69991941698,0,-1.9161845443704801E-13,873329.55403174902]
[null,197960,"1000MW | 700MW | 0MW","Yuma, AZ",14,100,1000,700,2800,0,2083127.0757829801,912409.65919294511,503839.88003619801,464143.67857081897,0,-4.9501434062903999E-13,872713.45772756613]
[null,197961,"1000MW | 700MW | 0MW","Yuma, AZ",15,100,1000,700,2800,0,2071987.35880018,911674.43787207908,503496.73027544701,463874.979939893,0,-2.07586658973468E-13,872052.68753652507]
[null,197962,"1000MW | 700MW | 0MW","Yuma, AZ",16,100,1000,700,2800,0,2060847.64181739,910894.65768328635,503154.79607273702,463607.39962236502,0,-1.9161845443704801E-13,871347.2612329144]
[null,197963,"1000MW | 700MW | 0MW","Yuma, AZ",17,100,1000,700,2800,0,2049707.9248345899,910070.31862655794,502813.45082622702,463340.36114454002,0,-2.4750717031451999E-13,870597.22894487088]
[null,197964,"1000MW | 700MW | 0MW","Yuma, AZ",18,100,1000,700,2800,0,2038568.2078517899,911239.98890975025,502472.23299074301,463073.43988486001,0,-2.23554863509889E-13,871841.19580386719]
[null,197965,"1000MW | 700MW | 0MW","Yuma, AZ",19,100,1000,700,2800,0,2027428.4908690001,910315.39240018092,502107.43713526899,462784.82684678899,0,-3.0339588619199203E-13,870992.78211170086]
[null,197966,"1000MW | 700MW | 0MW","Yuma, AZ",20,100,1000,700,2800,0,2016288.7738862,911362.52579656255,502992.20325410698,460960.14517202898,0,-1.2774563629136499E-13,869330.46771448455]
[null,197967,"1000MW | 700MW | 100MW","Yuma, AZ",1,100,1000,700,2800,100,2227943.3965593399,915684.73598588887,506956.93618289399,466400.38128923799,620.77231723311797,5580.3085913036603,875748.95340946596]
[null,197968,"1000MW | 700MW | 100MW","Yuma, AZ",2,100,1000,700,2800,100,2216803.6795765399,915539.91966511076,506857.17368921702,466355.59894401999,723.41009705566398,6502.95038546248,875761.7550169694]
[null,197969,"1000MW | 700MW | 100MW","Yuma, AZ",3,100,1000,700,2800,100,2205663.9625937399,915350.54447640222,506758.233469131,466311.57309050602,826.04787687820897,7425.5921796212797,875729.93197465548]
[null,197970,"1000MW | 700MW | 100MW","Yuma, AZ",4,100,1000,700,2800,100,2194524.24561095,915116.61041976628,506659.60735545499,466267.83621488803,928.68565670081296,8348.2339737806196,875653.52493590012]
[null,197971,"1000MW | 700MW | 100MW","Yuma, AZ",5,100,1000,700,2800,100,2183384.52862815,914838.11749519478,506531.776716183,466197.23117572197,1058.4838177065301,9515.0285825093397,875562.05577244028]
[null,197972,"1000MW | 700MW | 100MW","Yuma, AZ",6,100,1000,700,2800,100,2172244.81164535,914515.06570269237,506343.33319772303,466070.86228770402,1244.2623231049899,11185.047301087699,875486.85711577837]
[null,197973,"1000MW | 700MW | 100MW","Yuma, AZ",7,100,1000,700,2800,100,2161105.0946625602,914147.45504226279,506061.21768226998,465858.31516245299,1516.21906573718,13629.748047631201,875460.77158818301]
[null,197974,"1000MW | 700MW | 100MW","Yuma, AZ",8,100,1000,700,2800,100,2149965.3776797601,913735.28551389812,505774.53583351697,465641.56701056502,1792.37683500549,16112.213082914899,875394.69352595159]
[null,197975,"1000MW | 700MW | 100MW","Yuma, AZ",9,100,1000,700,2800,100,2138825.6606969601,913278.55711760209,505487.85398455203,465424.81885848101,2068.5346044698199,18594.678119960499,875284.05659600091]
[null,197976,"1000MW | 700MW | 100MW","Yuma, AZ",10,100,1000,700,2800,100,2127685.9437141698,912777.26985337865,505201.17213558598,465208.070706397,2344.6923739341401,21077.143157006099,875128.86079812376]
[null,197977,"1000MW | 700MW | 100MW","Yuma, AZ",11,100,1000,700,2800,100,2116546.2267313702,912231.42372122081,504875.39522926998,464955.35510155198,2657.2816332750099,23887.101785998999,874968.66522677778]
[null,197978,"1000MW | 700MW | 100MW","Yuma, AZ",12,100,1000,700,2800,100,2105406.5097485702,912856.52338569961,504529.67261050799,464684.28944125498,2988.8597835533601,26867.7572522962,876000]
[null,197979,"1000MW | 700MW | 100MW","Yuma, AZ",13,100,1000,700,2800,100,2094266.7927657799,912450.32968029939,504184.46753354801,464413.69991941698,3320.4379338317099,29848.412718593398,876000]
[null,197980,"1000MW | 700MW | 100MW","Yuma, AZ",14,100,1000,700,2800,100,2083127.0757829801,912044.18538122671,503839.88003619801,464143.67857081897,3652.0160841523102,32829.068185270298,876000]
[null,197981,"1000MW | 700MW | 100MW","Yuma, AZ",15,100,1000,700,2800,100,2071987.35880018,911638.14450562513,503496.73027544701,463874.979939893,3983.6058299289198,35809.8278869801,876000]
[null,197982,"1000MW | 700MW | 100MW","Yuma, AZ",16,100,1000,700,2800,100,2060847.64181739,910894.65768328658,503154.79607273702,463607.39962236502,4315.2269286719602,38790.869429910897,875662.48816158646]
[null,197983,"1000MW | 700MW | 100MW","Yuma, AZ",17,100,1000,700,2800,100,2049707.9248345899,910070.31862655794,502813.45082622702,463340.36114454002,4646.8811232650396,41772.208481366404,875244.11006813589]
[null,197984,"1000MW | 700MW | 100MW","Yuma, AZ",18,100,1000,700,2800,100,2038568.2078517899,910420.24747439357,502472.23299074301,463073.43988486001,4978.54563148947,44753.640245148301,876000]
[null,197985,"1000MW | 700MW | 100MW","Yuma, AZ",19,100,1000,700,2800,100,2027428.4908690001,909990.70837037452,502107.43713526899,462784.82684678899,5331.90191810545,47930.0659124253,876000]
[null,197986,"1000MW | 700MW | 100MW","Yuma, AZ",20,100,1000,700,2800,100,2016288.7738862,910810.686207255,502992.20325410698,460960.14517202898,7221.3718748229503,64915.078194345901,876000]
[null,197987,"1000MW | 700MW | 125MW","Yuma, AZ",1,100,1000,700,2800,125,2227943.3965593399,915684.73598588887,506956.93618289399,466400.38128923799,620.77231723311797,5580.3085913036603,875748.95340946596]
[null,197988,"1000MW | 700MW | 125MW","Yuma, AZ",2,100,1000,700,2800,125,2216803.6795765399,915539.91966511076,506857.17368921702,466355.59894401999,723.41009705566398,6502.95038546248,875761.7550169694]
[null,197989,"1000MW | 700MW | 125MW","Yuma, AZ",3,100,1000,700,2800,125,2205663.9625937399,915350.54447640222,506758.233469131,466311.57309050602,826.04787687820897,7425.5921796212797,875729.93197465548]
[null,197990,"1000MW | 700MW | 125MW","Yuma, AZ",4,100,1000,700,2800,125,2194524.24561095,915116.61041976628,506659.60735545499,466267.83621488803,928.68565670081296,8348.2339737806196,875653.52493590012]
[null,197991,"1000MW | 700MW | 125MW","Yuma, AZ",5,100,1000,700,2800,125,2183384.52862815,914838.11749519478,506531.776716183,466197.23117572197,1058.4838177065301,9515.0285825093397,875562.05577244028]
[null,197992,"1000MW | 700MW | 125MW","Yuma, AZ",6,100,1000,700,2800,125,2172244.81164535,914515.06570269237,506343.33319772303,466070.86228770402,1244.2623231049899,11185.047301087699,875486.85711577837]
[null,197993,"1000MW | 700MW | 125MW","Yuma, AZ",7,100,1000,700,2800,125,2161105.0946625602,914147.45504226279,506061.21768226998,465858.31516245299,1516.21906573718,13629.748047631201,875460.77158818301]
[null,197994,"1000MW | 700MW | 125MW","Yuma, AZ",8,100,1000,700,2800,125,2149965.3776797601,913735.28551389812,505774.53583351697,465641.56701056502,1792.37683500549,16112.213082914899,875394.69352595159]
[null,197995,"1000MW | 700MW | 125MW","Yuma, AZ",9,100,1000,700,2800,125,2138825.6606969601,913278.55711760209,505487.85398455203,465424.81885848101,2068.5346044698199,18594.678119960499,875284.05659600091]
[null,197996,"1000MW | 700MW | 125MW","Yuma, AZ",10,100,1000,700,2800,125,2127685.9437141698,912777.26985337865,505201.17213558598,465208.070706397,2344.6923739341401,21077.143157006099,875128.86079812376]
[null,197997,"1000MW | 700MW | 125MW","Yuma, AZ",11,100,1000,700,2800,125,2116546.2267313702,912231.42372122081,504875.39522926998,464955.35510155198,2657.2816332750099,23887.101785998999,874968.66522677778]
[null,197998,"1000MW | 700MW | 125MW","Yuma, AZ",12,100,1000,700,2800,125,2105406.5097485702,912856.52338569961,504529.67261050799,464684.28944125498,2988.8597835533601,26867.7572522962,876000]
[null,197999,"1000MW | 700MW | 125MW","Yuma, AZ",13,100,1000,700,2800,125,2094266.7927657799,912450.32968029939,504184.46753354801,464413.69991941698,3320.4379338317099,29848.412718593398,876000]
[null,198000,"1000MW | 700MW | 125MW","Yuma, AZ",14,100,1000,700,2800,125,2083127.0757829801,912044.18538122671,503839.88003619801,464143.67857081897,3652.0160841523102,32829.068185270298,876000]
[null,198001,"1000MW | 700MW | 125MW","Yuma, AZ",15,100,1000,700,2800,125,2071987.35880018,911638.14450562513,503496.73027544701,463874.979939893,3983.6058299289198,35809.8278869801,876000]
[null,198002,"1000MW | 700MW | 125MW","Yuma, AZ",16,100,1000,700,2800,125,2060847.64181739,910894.65768328658,503154.79607273702,463607.39962236502,4315.2269286719602,38790.869429910897,875662.48816158646]
[null,198003,"1000MW | 700MW | 125MW","Yuma, AZ",17,100,1000,700,2800,125,2049707.9248345899,910070.31862655794,502813.45082622702,463340.36114454002,4646.8811232650396,41772.208481366404,875244.11006813589]
[null,198004,"1000MW | 700MW | 125MW","Yuma, AZ",18,100,1000,700,2800,125,2038568.2078517899,910420.24747439357,502472.23299074301,463073.43988486001,4978.54563148947,44753.640245148301,876000]
[null,198005,"1000MW | 700MW | 125MW","Yuma, AZ",19,100,1000,700,2800,125,2027428.4908690001,909990.70837037452,502107.43713526899,462784.82684678899,5331.90191810545,47930.0659124253,876000]
[null,198006,"1000MW | 700MW | 125MW","Yuma, AZ",20,100,1000,700,2800,125,2016288.7738862,910810.686207255,502992.20325410698,460960.14517202898,7221.3718748229503,64915.078194345901,876000]
[null,198007,"1000MW | 750MW | 0MW","Yuma, AZ",1,100,1000,749.99999999999898,2999.99999999999,0,2227943.3965593399,915684.73598588875,507369.358891187,466779.81018086697,0,-1.2774563629136499E-13,875095.18727556872]
[null,198008,"1000MW | 750MW | 0MW","Yuma, AZ",2,100,1000,749.99999999999898,2999.99999999999,0,2216803.6795765399,915539.91966511076,507263.255510594,466732.55130175198,0,-6.3872818145682611E-14,875009.21545626875]
[null,198009,"1000MW | 750MW | 0MW","Yuma, AZ",3,100,1000,749.99999999999898,2999.99999999999,0,2205663.9625937399,915350.54447640222,507153.368283769,466681.811284105,0,-1.9161845443704801E-13,874878.98747673817]
[null,198010,"1000MW | 750MW | 0MW","Yuma, AZ",4,100,1000,749.99999999999898,2999.99999999999,0,2194524.24561095,915116.61041976628,507043.79516335501,466631.36024435499,0,-1.5968204536420601E-13,874704.17550076626]
[null,198011,"1000MW | 750MW | 0MW","Yuma, AZ",5,100,1000,749.99999999999898,2999.99999999999,0,2183384.52862815,914838.11749519489,506934.53967080498,466581.20142224,0,-1.99602556705258E-13,874484.77924662991]
[null,198012,"1000MW | 750MW | 0MW","Yuma, AZ",6,100,1000,749.99999999999898,2999.99999999999,0,2172244.81164535,914515.06570269237,506825.519499494,466531.25909566501,0,-1.9161845443704801E-13,874220.80529886344]
[null,198013,"1000MW | 750MW | 0MW","Yuma, AZ",7,100,1000,749.99999999999898,2999.99999999999,0,2161105.0946625602,916235.18255909299,506716.49932818301,466481.31676909002,0,-1.5968204536420601E-13,876000]
[null,198014,"1000MW | 750MW | 0MW","Yuma, AZ",8,100,1000,749.99999999999898,2999.99999999999,0,2149965.3776797601,915885.25089157792,506585.59005077602,466411.23646490701,0,-2.7145947711915099E-13,875710.89730570884]
[null,198015,"1000MW | 750MW | 0MW","Yuma, AZ",9,100,1000,749.99999999999898,2999.99999999999,0,2138825.6606969601,915417.38277829881,506348.281048131,466243.268413504,0,-2.07586658973468E-13,875312.37014367175]
[null,198016,"1000MW | 750MW | 0MW","Yuma, AZ",10,100,1000,749.99999999999898,2999.99999999999,0,2127685.9437141698,914904.95579709311,506046.698084587,466016.16831807501,0,-2.8742768165557199E-13,874874.42603058112]
[null,198017,"1000MW | 750MW | 0MW","Yuma, AZ",11,100,1000,749.99999999999898,2999.99999999999,0,2116546.2267313702,914347.96994795208,505738.59738942998,465783.07190956199,0,-1.9161845443704801E-13,874392.44446808402]
[null,198018,"1000MW | 750MW | 0MW","Yuma, AZ",12,100,1000,749.99999999999898,2999.99999999999,0,2105406.5097485702,913746.42523087934,505431.17468875798,465550.59925597499,0,-2.5549127258272999E-13,873865.84979809634]
[null,198019,"1000MW | 750MW | 0MW","Yuma, AZ",13,100,1000,749.99999999999898,2999.99999999999,0,2094266.7927657799,913100.32164588012,505124.26952988899,465318.60274084599,0,-1.9161845443704801E-13,873294.65485683712]
[null,198020,"1000MW | 750MW | 0MW","Yuma, AZ",14,100,1000,749.99999999999898,2999.99999999999,0,2083127.0757829801,912409.65919294511,504758.90731615399,465032.825735241,0,-4.9501434062903999E-13,872683.57761203218]
[null,198021,"1000MW | 750MW | 0MW","Yuma, AZ",15,100,1000,749.99999999999898,2999.99999999999,0,2071987.35880018,911674.4378720792,504390.21453968098,464743.984611917,0,-2.07586658973468E-13,872028.20794431516]
[null,198022,"1000MW | 750MW | 0MW","Yuma, AZ",16,100,1000,749.99999999999898,2999.99999999999,0,2060847.64181739,912955.50532510364,504022.73732124898,464456.26180199097,0,-1.9161845443704801E-13,873389.02980584558]
[null,198023,"1000MW | 750MW | 0MW","Yuma, AZ",17,100,1000,749.99999999999898,2999.99999999999,0,2049707.9248345899,912120.0265513924,503655.84905901703,464169.08083176799,0,-2.4750717031451999E-13,872633.25832414336]
[null,198024,"1000MW | 750MW | 0MW","Yuma, AZ",18,100,1000,749.99999999999898,2999.99999999999,0,2038568.2078517899,911239.98890975025,503289.08820781199,463882.017079691,0,-2.23554863509889E-13,871832.91778162925]
[null,198025,"1000MW | 750MW | 0MW","Yuma, AZ",19,100,1000,749.99999999999898,2999.99999999999,0,2027428.4908690001,910315.39240018092,502922.32668054203,463594.95270563301,0,-3.0339588619199203E-13,870988.01842527185]
[null,198026,"1000MW | 750MW | 0MW","Yuma, AZ",20,100,1000,749.99999999999898,2999.99999999999,0,2016288.7738862,911362.52579656267,504052.89553088101,461807.93336498801,0,-1.2774563629136499E-13,869117.56363066961]
[null,198027,"1000MW | 750MW | 100MW","Yuma, AZ",1,100,1000,749.99999999999898,2999.99999999999,100,2227943.3965593399,915684.73598588887,507369.358891187,466779.81018086697,241.34342560420399,2169.5084557838704,875336.530701173]
[null,198028,"1000MW | 750MW | 100MW","Yuma, AZ",2,100,1000,749.99999999999898,2999.99999999999,100,2216803.6795765399,915539.91966511076,507263.255510594,466732.55130175198,346.45773932328598,3114.41255609882,875355.67319559201]
[null,198029,"1000MW | 750MW | 100MW","Yuma, AZ",3,100,1000,749.99999999999898,2999.99999999999,100,2205663.9625937399,915350.54447640222,507153.368283769,466681.811284105,455.80968327846898,4097.4099858951404,875334.79716001672]
[null,198030,"1000MW | 750MW | 100MW","Yuma, AZ",4,100,1000,749.99999999999898,2999.99999999999,100,2194524.24561095,915116.61041976628,507043.79516335501,466631.36024435499,565.16162723371099,5080.4074156920005,875269.33712799998]
[null,198031,"1000MW | 750MW | 100MW","Yuma, AZ",5,100,1000,749.99999999999898,2999.99999999999,100,2183384.52862815,914838.11749519489,506934.53967080498,466581.20142224,674.51357118897499,6063.4048454890499,875159.29281781893]
[null,198032,"1000MW | 750MW | 100MW","Yuma, AZ",6,100,1000,749.99999999999898,2999.99999999999,100,2172244.81164535,914515.06570269237,506825.519499494,466531.25909566501,783.86551514423797,7046.4022752861001,875004.67081400764]
[null,198033,"1000MW | 750MW | 100MW","Yuma, AZ",7,100,1000,749.99999999999898,2999.99999999999,100,2161105.0946625602,915341.96509999351,506716.49932818301,466481.31676909002,893.21745909950198,8029.3997050831495,876000]
[null,198034,"1000MW | 750MW | 100MW","Yuma, AZ",8,100,1000,749.99999999999898,2999.99999999999,100,2149965.3776797601,915151.6462052057,506585.59005077602,466411.23646490701,1022.7073806633,9193.4234569966793,876000]
[null,198035,"1000MW | 750MW | 100MW","Yuma, AZ",9,100,1000,749.99999999999898,2999.99999999999,100,2138825.6606969601,914854.92758518038,506348.281048131,466243.268413504,1250.0850494466899,11237.3895349911,876000]
[null,198036,"1000MW | 750MW | 100MW","Yuma, AZ",10,100,1000,749.99999999999898,2999.99999999999,100,2127685.9437141698,914493.93500425608,506046.698084587,466016.16831807501,1536.5947622559499,13812.9112963474,876000]
[null,198037,"1000MW | 750MW | 100MW","Yuma, AZ",11,100,1000,749.99999999999898,2999.99999999999,100,2116546.2267313702,914125.96065460285,505738.59738942998,465783.07190956199,1829.5648252651299,16446.5070837559,876000]
[null,198038,"1000MW | 750MW | 100MW","Yuma, AZ",12,100,1000,749.99999999999898,2999.99999999999,100,2105406.5097485702,913746.42523087934,505431.17468875798,465550.59925597499,2122.5499688336099,19080.238434835999,875988.39976692991]
[null,198039,"1000MW | 750MW | 100MW","Yuma, AZ",13,100,1000,749.99999999999898,2999.99999999999,100,2094266.7927657799,913100.32164588023,505124.26952988899,465318.60274084599,2415.5351124020999,21713.969785916099,875710.18996923929]
[null,198040,"1000MW | 750MW | 100MW","Yuma, AZ",14,100,1000,749.99999999999898,2999.99999999999,100,2083127.0757829801,912409.65919294511,504758.90731615399,465032.825735241,2762.8689197301401,24836.257580130099,875446.44653176225]
[null,198041,"1000MW | 750MW | 100MW","Yuma, AZ",15,100,1000,749.99999999999898,2999.99999999999,100,2071987.35880018,911674.4378720792,504390.21453968098,464743.984611917,3114.6011579046599,27998.0841887524,875142.80910221988]
[null,198042,"1000MW | 750MW | 100MW","Yuma, AZ",16,100,1000,749.99999999999898,2999.99999999999,100,2060847.64181739,912100.11077021249,504022.73732124898,464456.26180199097,3466.3647490456201,31160.1926385958,876000.00000000012]
[null,198043,"1000MW | 750MW | 100MW","Yuma, AZ",17,100,1000,749.99999999999898,2999.99999999999,100,2049707.9248345899,911668.60679121246,503655.84905901703,464169.08083176799,3818.1614360366102,34322.5985969639,876000]
[null,198044,"1000MW | 750MW | 100MW","Yuma, AZ",18,100,1000,749.99999999999898,2999.99999999999,100,2038568.2078517899,911237.10269146203,503289.08820781199,463882.017079691,4169.9684366589499,37485.097267658304,876000]
[null,198045,"1000MW | 750MW | 100MW","Yuma, AZ",19,100,1000,749.99999999999898,2999.99999999999,100,2027428.4908690001,910315.39240018092,502922.32668054203,463594.95270563301,4521.7760592611703,40647.601529516403,875509.79448453314]
[null,198046,"1000MW | 750MW | 100MW","Yuma, AZ",20,100,1000,749.99999999999898,2999.99999999999,100,2016288.7738862,911362.52579656243,504052.89553088101,461807.93336498801,6373.5836818633898,57294.0557913745,875491.14731253288]
[null,198047,"1000MW | 750MW | 125MW","Yuma, AZ",1,100,1000,749.99999999999898,2999.99999999999,125,2227943.3965593399,915684.73598588887,507369.358891187,466779.81018086697,241.34342560420399,2169.5084557838704,875336.530701173]
[null,198048,"1000MW | 750MW | 125MW","Yuma, AZ",2,100,1000,749.99999999999898,2999.99999999999,125,2216803.6795765399,915539.91966511076,507263.255510594,466732.55130175198,346.45773932328598,3114.41255609882,875355.67319559201]
[null,198049,"1000MW | 750MW | 125MW","Yuma, AZ",3,100,1000,749.99999999999898,2999.99999999999,125,2205663.9625937399,915350.54447640222,507153.368283769,466681.811284105,455.80968327846898,4097.4099858951404,875334.79716001672]
[null,198050,"1000MW | 750MW | 125MW","Yuma, AZ",4,100,1000,749.99999999999898,2999.99999999999,125,2194524.24561095,915116.61041976628,507043.79516335501,466631.36024435499,565.16162723371099,5080.4074156920005,875269.33712799998]
[null,198051,"1000MW | 750MW | 125MW","Yuma, AZ",5,100,1000,749.99999999999898,2999.99999999999,125,2183384.52862815,914838.11749519489,506934.53967080498,466581.20142224,674.51357118897499,6063.4048454890499,875159.29281781893]
[null,198052,"1000MW | 750MW | 125MW","Yuma, AZ",6,100,1000,749.99999999999898,2999.99999999999,125,2172244.81164535,914515.06570269237,506825.519499494,466531.25909566501,783.86551514423797,7046.4022752861001,875004.67081400764]
[null,198053,"1000MW | 750MW | 125MW","Yuma, AZ",7,100,1000,749.99999999999898,2999.99999999999,125,2161105.0946625602,915341.96509999351,506716.49932818301,466481.31676909002,893.21745909950198,8029.3997050831495,876000]
[null,198054,"1000MW | 750MW | 125MW","Yuma, AZ",8,100,1000,749.99999999999898,2999.99999999999,125,2149965.3776797601,915151.6462052057,506585.59005077602,466411.23646490701,1022.7073806633,9193.4234569966793,876000]
[null,198055,"1000MW | 750MW | 125MW","Yuma, AZ",9,100,1000,749.99999999999898,2999.99999999999,125,2138825.6606969601,914854.92758518038,506348.281048131,466243.268413504,1250.0850494466899,11237.3895349911,876000]
[null,198056,"1000MW | 750MW | 125MW","Yuma, AZ",10,100,1000,749.99999999999898,2999.99999999999,125,2127685.9437141698,914493.93500425608,506046.698084587,466016.16831807501,1536.5947622559499,13812.9112963474,876000]
[null,198057,"1000MW | 750MW | 125MW","Yuma, AZ",11,100,1000,749.99999999999898,2999.99999999999,125,2116546.2267313702,914125.96065460285,505738.59738942998,465783.07190956199,1829.5648252651299,16446.5070837559,876000]
[null,198058,"1000MW | 750MW | 125MW","Yuma, AZ",12,100,1000,749.99999999999898,2999.99999999999,125,2105406.5097485702,913746.42523087934,505431.17468875798,465550.59925597499,2122.5499688336099,19080.238434835999,875988.39976692991]
[null,198059,"1000MW | 750MW | 125MW","Yuma, AZ",13,100,1000,749.99999999999898,2999.99999999999,125,2094266.7927657799,913100.32164588023,505124.26952988899,465318.60274084599,2415.5351124020999,21713.969785916099,875710.18996923929]
[null,198060,"1000MW | 750MW | 125MW","Yuma, AZ",14,100,1000,749.99999999999898,2999.99999999999,125,2083127.0757829801,912409.65919294511,504758.90731615399,465032.825735241,2762.8689197301401,24836.257580130099,875446.44653176225]
[null,198061,"1000MW | 750MW | 125MW","Yuma, AZ",15,100,1000,749.99999999999898,2999.99999999999,125,2071987.35880018,911674.4378720792,504390.21453968098,464743.984611917,3114.6011579046599,27998.0841887524,875142.80910221988]
[null,198062,"1000MW | 750MW | 125MW","Yuma, AZ",16,100,1000,749.99999999999898,2999.99999999999,125,2060847.64181739,912100.11077021249,504022.73732124898,464456.26180199097,3466.3647490456201,31160.1926385958,876000.00000000012]
[null,198063,"1000MW | 750MW | 125MW","Yuma, AZ",17,100,1000,749.99999999999898,2999.99999999999,125,2049707.9248345899,911668.60679121246,503655.84905901703,464169.08083176799,3818.1614360366102,34322.5985969639,876000]
[null,198064,"1000MW | 750MW | 125MW","Yuma, AZ",18,100,1000,749.99999999999898,2999.99999999999,125,2038568.2078517899,911237.10269146203,503289.08820781199,463882.017079691,4169.9684366589499,37485.097267658304,876000]
[null,198065,"1000MW | 750MW | 125MW","Yuma, AZ",19,100,1000,749.99999999999898,2999.99999999999,125,2027428.4908690001,910315.39240018092,502922.32668054203,463594.95270563301,4521.7760592611703,40647.601529516403,875509.79448453314]
[null,198066,"1000MW | 750MW | 125MW","Yuma, AZ",20,100,1000,749.99999999999898,2999.99999999999,125,2016288.7738862,911362.52579656243,504052.89553088101,461807.93336498801,6373.5836818633898,57294.0557913745,875491.14731253288]
[null,198067,"1000MW | 800MW | 0MW","Yuma, AZ",1,100,1000,799.99999999999898,3199.99999999999,0,2227943.3965593399,915684.73598588875,507577.87330524402,466971.64344180003,0,-1.2774563629136499E-13,875078.50612244476]
[null,198068,"1000MW | 800MW | 0MW","Yuma, AZ",2,100,1000,799.99999999999898,3199.99999999999,0,2216803.6795765399,915539.91966511076,507519.87658796401,466971.99977499997,0,-6.3872818145682611E-14,874992.04285214678]
[null,198069,"1000MW | 800MW | 0MW","Yuma, AZ",3,100,1000,799.99999999999898,3199.99999999999,0,2205663.9625937399,915350.54447640199,507462.70214427501,466973.11259990302,0,-1.9161845443704801E-13,874860.95493203006]
[null,198070,"1000MW | 800MW | 0MW","Yuma, AZ",4,100,1000,799.99999999999898,3199.99999999999,0,2194524.24561095,915116.61041976628,507405.84180699702,466974.51440270402,0,-1.5968204536420601E-13,874685.28301547328]
[null,198071,"1000MW | 800MW | 0MW","Yuma, AZ",5,100,1000,799.99999999999898,3199.99999999999,0,2183384.52862815,916369.76918439299,507307.78047196701,466938.01128757402,0,-1.99602556705258E-13,876000]
[null,198072,"1000MW | 800MW | 0MW","Yuma, AZ",6,100,1000,799.99999999999898,3199.99999999999,0,2172244.81164535,916306.45849705092,507187.81329391798,466881.354796867,0,-1.9161845443704801E-13,876000]
[null,198073,"1000MW | 800MW | 0MW","Yuma, AZ",7,100,1000,799.99999999999898,3199.99999999999,0,2161105.0946625602,916243.14780971,507067.846115869,466824.698306159,0,-1.5968204536420601E-13,876000]
[null,198074,"1000MW | 800MW | 0MW","Yuma, AZ",8,100,1000,799.99999999999898,3199.99999999999,0,2149965.3776797601,915885.25089157792,506947.87893688801,466768.04181459401,0,-2.7145947711915099E-13,875705.41376928391]
[null,198075,"1000MW | 800MW | 0MW","Yuma, AZ",9,100,1000,799.99999999999898,3199.99999999999,0,2138825.6606969601,915417.38277829881,506827.91175769398,466711.38532283303,0,-2.07586658973468E-13,875300.85634343792]
[null,198076,"1000MW | 800MW | 0MW","Yuma, AZ",10,100,1000,799.99999999999898,3199.99999999999,0,2127685.9437141698,914904.95579709311,506707.9445785,466654.72883107199,0,-2.8742768165557199E-13,874851.7400496651]
[null,198077,"1000MW | 800MW | 0MW","Yuma, AZ",11,100,1000,799.99999999999898,3199.99999999999,0,2116546.2267313702,914347.96994795208,506508.44059199101,466524.89847658097,0,-1.9161845443704801E-13,874364.42783254199]
[null,198078,"1000MW | 800MW | 0MW","Yuma, AZ",12,100,1000,799.99999999999898,3199.99999999999,0,2105406.5097485702,913746.42523087934,506232.91261080699,466325.12604698999,0,-2.5549127258272999E-13,873838.63866706239]
[null,198079,"1000MW | 800MW | 0MW","Yuma, AZ",13,100,1000,799.99999999999898,3199.99999999999,0,2094266.7927657799,915194.58843864594,505904.11343846202,466076.34412153001,0,-1.9161845443704801E-13,875366.81912171398]
[null,198080,"1000MW | 800MW | 0MW","Yuma, AZ",14,100,1000,799.99999999999898,3199.99999999999,0,2083127.0757829801,914492.78626872809,505575.93184572703,465828.13036930998,0,-4.9501434062903999E-13,874744.98479231098]
[null,198081,"1000MW | 800MW | 0MW","Yuma, AZ",15,100,1000,799.99999999999898,3199.99999999999,0,2071987.35880018,913746.42523087957,505249.18798959098,465581.23933476198,0,-2.07586658973468E-13,874078.47657605051]
[null,198082,"1000MW | 800MW | 0MW","Yuma, AZ",16,100,1000,799.99999999999898,3199.99999999999,0,2060847.64181739,912955.50532510364,504890.67856976198,465305.12398161698,0,-1.9161845443704801E-13,873369.95073695865]
[null,198083,"1000MW | 800MW | 0MW","Yuma, AZ",17,100,1000,799.99999999999898,3199.99999999999,0,2049707.9248345899,912120.0265513924,504498.24729180802,464997.80051899701,0,-2.4750717031451999E-13,872619.57977858139]
[null,198084,"1000MW | 800MW | 0MW","Yuma, AZ",18,100,1000,799.99999999999898,3199.99999999999,0,2038568.2078517899,911239.98890975025,504105.94342488103,464690.59427452099,0,-2.23554863509889E-13,871824.63975939015]
[null,198085,"1000MW | 800MW | 0MW","Yuma, AZ",19,100,1000,799.99999999999898,3199.99999999999,0,2027428.4908690001,912342.82089104992,503713.63888188801,464383.38740806602,0,-3.0339588619199203E-13,873012.56941722799]
[null,198086,"1000MW | 800MW | 0MW","Yuma, AZ",20,100,1000,799.99999999999898,3199.99999999999,0,2016288.7738862,913378.81457044848,505027.179130562,462576.22557502298,0,-1.2774563629136499E-13,870927.86101490946]
[null,198087,"1000MW | 800MW | 100MW","Yuma, AZ",1,100,1000,799.99999999999898,3199.99999999999,100,2227943.3965593399,915684.73598588875,507577.87330524402,466971.64344180003,49.510164671696302,445.06172328328,875128.01628711645]
[null,198088,"1000MW | 800MW | 100MW","Yuma, AZ",2,100,1000,799.99999999999898,3199.99999999999,100,2216803.6795765399,915539.91966511076,507519.87658796401,466971.99977499997,107.009266076004,961.93839553702799,875099.05211822269]
[null,198089,"1000MW | 800MW | 100MW","Yuma, AZ",3,100,1000,799.99999999999898,3199.99999999999,100,2205663.9625937399,915350.54447640199,507462.70214427501,466973.11259990302,164.50836748031199,1478.8150677907699,875025.4632995103]
[null,198090,"1000MW | 800MW | 100MW","Yuma, AZ",4,100,1000,799.99999999999898,3199.99999999999,100,2194524.24561095,915116.61041976628,507405.84180699702,466974.51440270402,222.00746888462001,1995.69174004452,874907.29048435786]
[null,198091,"1000MW | 800MW | 100MW","Yuma, AZ",5,100,1000,799.99999999999898,3199.99999999999,100,2183384.52862815,916052.06547853851,507307.78047196701,466938.01128757402,317.70370585451002,2855.9339230379501,876000]
[null,198092,"1000MW | 800MW | 100MW","Yuma, AZ",6,100,1000,799.99999999999898,3199.99999999999,100,2172244.81164535,915872.68868310866,507187.81329391798,466881.354796867,433.76981394241199,3899.2869884725201,876000.00000000012]
[null,198093,"1000MW | 800MW | 100MW","Yuma, AZ",7,100,1000,799.99999999999898,3199.99999999999,100,2161105.0946625602,915693.31188767974,507067.846115869,466824.698306159,549.83592203031299,4942.6400539070901,876000]
[null,198094,"1000MW | 800MW | 100MW","Yuma, AZ",8,100,1000,799.99999999999898,3199.99999999999,100,2149965.3776797601,915513.9350913181,506947.87893688801,466768.04181459401,665.90203097590199,5985.9931270516799,876000]
[null,198095,"1000MW | 800MW | 100MW","Yuma, AZ",9,100,1000,799.99999999999898,3199.99999999999,100,2138825.6606969601,915334.55829474353,506827.91175769398,466711.38532283303,781.96814011750598,7029.3462019582903,876000.00000000012]
[null,198096,"1000MW | 800MW | 100MW","Yuma, AZ",10,100,1000,799.99999999999898,3199.99999999999,100,2127685.9437141698,914904.95579709311,506707.9445785,466654.72883107199,898.03424925910804,8072.6992768648997,875749.77429892425]
[null,198097,"1000MW | 800MW | 100MW","Yuma, AZ",11,100,1000,799.99999999999898,3199.99999999999,100,2116546.2267313702,914347.96994795208,506508.44059199101,466524.89847658097,1087.73825824606,9778.005524851329,875452.16609078809]
[null,198098,"1000MW | 800MW | 100MW","Yuma, AZ",12,100,1000,799.99999999999898,3199.99999999999,100,2105406.5097485702,913746.42523087934,506232.91261080699,466325.12604698999,1348.0231778186101,12117.7847523649,875186.66184488102]
[null,198099,"1000MW | 800MW | 100MW","Yuma, AZ",13,100,1000,799.99999999999898,3199.99999999999,100,2094266.7927657799,914169.9755852134,505904.11343846202,466076.34412153001,1657.79373171869,14902.405192538799,876000]
[null,198100,"1000MW | 800MW | 100MW","Yuma, AZ",14,100,1000,799.99999999999898,3199.99999999999,100,2083127.0757829801,913780.23719075602,505575.93184572703,465828.13036930998,1967.56428566101,17687.0256330925,876000]
[null,198101,"1000MW | 800MW | 100MW","Yuma, AZ",15,100,1000,799.99999999999898,3199.99999999999,100,2071987.35880018,913390.60221976973,505249.18798959098,465581.23933476198,2277.3464350593099,20471.750308678602,876000]
[null,198102,"1000MW | 800MW | 100MW","Yuma, AZ",16,100,1000,799.99999999999898,3199.99999999999,100,2060847.64181739,912955.50532510364,504890.67856976198,465305.12398161698,2617.50256941927,23529.515847280702,875987.45330637787]
[null,198103,"1000MW | 800MW | 100MW","Yuma, AZ",17,100,1000,799.99999999999898,3199.99999999999,100,2049707.9248345899,912120.0265513924,504498.24729180802,464997.80051899701,2989.4417488081799,26872.988712561299,875609.02152738953]
[null,198104,"1000MW | 800MW | 100MW","Yuma, AZ",18,100,1000,799.99999999999898,3199.99999999999,100,2038568.2078517899,911239.98890975025,504105.94342488103,464690.59427452099,3361.3912418284299,30216.5542901683,875186.03100121859]
[null,198105,"1000MW | 800MW | 100MW","Yuma, AZ",19,100,1000,799.99999999999898,3199.99999999999,100,2027428.4908690001,911596.91011699336,503713.63888188801,464383.38740806602,3733.34135682856,33560.125458939001,876000]
[null,198106,"1000MW | 800MW | 100MW","Yuma, AZ",20,100,1000,799.99999999999898,3199.99999999999,100,2016288.7738862,912845.66208371031,505027.179130562,462576.22557502298,5605.2914718286902,50387.646627709604,876000]
[null,198107,"1000MW | 800MW | 125MW","Yuma, AZ",1,100,1000,799.99999999999898,3199.99999999999,125,2227943.3965593399,915684.73598588875,507577.87330524402,466971.64344180003,49.510164671696302,445.06172328328,875128.01628711645]
[null,198108,"1000MW | 800MW | 125MW","Yuma, AZ",2,100,1000,799.99999999999898,3199.99999999999,125,2216803.6795765399,915539.91966511076,507519.87658796401,466971.99977499997,107.009266076004,961.93839553702799,875099.05211822269]
[null,198109,"1000MW | 800MW | 125MW","Yuma, AZ",3,100,1000,799.99999999999898,3199.99999999999,125,2205663.9625937399,915350.54447640199,507462.70214427501,466973.11259990302,164.50836748031199,1478.8150677907699,875025.4632995103]
[null,198110,"1000MW | 800MW | 125MW","Yuma, AZ",4,100,1000,799.99999999999898,3199.99999999999,125,2194524.24561095,915116.61041976628,507405.84180699702,466974.51440270402,222.00746888462001,1995.69174004452,874907.29048435786]
[null,198111,"1000MW | 800MW | 125MW","Yuma, AZ",5,100,1000,799.99999999999898,3199.99999999999,125,2183384.52862815,916052.06547853851,507307.78047196701,466938.01128757402,317.70370585451002,2855.9339230379501,876000]
[null,198112,"1000MW | 800MW | 125MW","Yuma, AZ",6,100,1000,799.99999999999898,3199.99999999999,125,2172244.81164535,915872.68868310866,507187.81329391798,466881.354796867,433.76981394241199,3899.2869884725201,876000.00000000012]
[null,198113,"1000MW | 800MW | 125MW","Yuma, AZ",7,100,1000,799.99999999999898,3199.99999999999,125,2161105.0946625602,915693.31188767974,507067.846115869,466824.698306159,549.83592203031299,4942.6400539070901,876000]
[null,198114,"1000MW | 800MW | 125MW","Yuma, AZ",8,100,1000,799.99999999999898,3199.99999999999,125,2149965.3776797601,915513.9350913181,506947.87893688801,466768.04181459401,665.90203097590199,5985.9931270516799,876000]
[null,198115,"1000MW | 800MW | 125MW","Yuma, AZ",9,100,1000,799.99999999999898,3199.99999999999,125,2138825.6606969601,915334.55829474353,506827.91175769398,466711.38532283303,781.96814011750598,7029.3462019582903,876000.00000000012]
[null,198116,"1000MW | 800MW | 125MW","Yuma, AZ",10,100,1000,799.99999999999898,3199.99999999999,125,2127685.9437141698,914904.95579709311,506707.9445785,466654.72883107199,898.03424925910804,8072.6992768648997,875749.77429892425]
[null,198117,"1000MW | 800MW | 125MW","Yuma, AZ",11,100,1000,799.99999999999898,3199.99999999999,125,2116546.2267313702,914347.96994795208,506508.44059199101,466524.89847658097,1087.73825824606,9778.005524851329,875452.16609078809]
[null,198118,"1000MW | 800MW | 125MW","Yuma, AZ",12,100,1000,799.99999999999898,3199.99999999999,125,2105406.5097485702,913746.42523087934,506232.91261080699,466325.12604698999,1348.0231778186101,12117.7847523649,875186.66184488102]
[null,198119,"1000MW | 800MW | 125MW","Yuma, AZ",13,100,1000,799.99999999999898,3199.99999999999,125,2094266.7927657799,914169.9755852134,505904.11343846202,466076.34412153001,1657.79373171869,14902.405192538799,876000]
[null,198120,"1000MW | 800MW | 125MW","Yuma, AZ",14,100,1000,799.99999999999898,3199.99999999999,125,2083127.0757829801,913780.23719075602,505575.93184572703,465828.13036930998,1967.56428566101,17687.0256330925,876000]
[null,198121,"1000MW | 800MW | 125MW","Yuma, AZ",15,100,1000,799.99999999999898,3199.99999999999,125,2071987.35880018,913390.60221976973,505249.18798959098,465581.23933476198,2277.3464350593099,20471.750308678602,876000]
[null,198122,"1000MW | 800MW | 125MW","Yuma, AZ",16,100,1000,799.99999999999898,3199.99999999999,125,2060847.64181739,912955.50532510364,504890.67856976198,465305.12398161698,2617.50256941927,23529.515847280702,875987.45330637787]
[null,198123,"1000MW | 800MW | 125MW","Yuma, AZ",17,100,1000,799.99999999999898,3199.99999999999,125,2049707.9248345899,912120.0265513924,504498.24729180802,464997.80051899701,2989.4417488081799,26872.988712561299,875609.02152738953]
[null,198124,"1000MW | 800MW | 125MW","Yuma, AZ",18,100,1000,799.99999999999898,3199.99999999999,125,2038568.2078517899,911239.98890975025,504105.94342488103,464690.59427452099,3361.3912418284299,30216.5542901683,875186.03100121859]
[null,198125,"1000MW | 800MW | 125MW","Yuma, AZ",19,100,1000,799.99999999999898,3199.99999999999,125,2027428.4908690001,911596.91011699336,503713.63888188801,464383.38740806602,3733.34135682856,33560.125458939001,876000]
[null,198126,"1000MW | 800MW | 125MW","Yuma, AZ",20,100,1000,799.99999999999898,3199.99999999999,125,2016288.7738862,912845.66208371031,505027.179130562,462576.22557502298,5605.2914718286902,50387.646627709604,876000]
[null,198127,"1000MW | 850MW | 0MW","Yuma, AZ",1,100,1000,850,3400,0,2227943.3965593399,915684.73598588887,507631.68870162597,467021.15360647102,0,-1.2774563629136499E-13,875074.20089073386]
[null,198128,"1000MW | 850MW | 0MW","Yuma, AZ",2,100,1000,850,3400,0,2216803.6795765399,915539.91966511076,507632.54200536601,467079.009041076,0,-6.3872818145682611E-14,874986.38670082076]
[null,198129,"1000MW | 850MW | 0MW","Yuma, AZ",3,100,1000,850,3400,0,2205663.9625937399,916496.59661531297,507634.21758269699,467137.62096738402,0,-1.9161845443704801E-13,876000]
[null,198130,"1000MW | 850MW | 0MW","Yuma, AZ",4,100,1000,850,3400,0,2194524.24561095,916436.18579013995,507592.46220757801,467156.276417438,0,-1.5968204536420601E-13,876000]
[null,198131,"1000MW | 850MW | 0MW","Yuma, AZ",5,100,1000,850,3400,0,2183384.52862815,916374.00813786394,507528.62149367097,467154.61335580703,0,-1.99602556705258E-13,876000]
[null,198132,"1000MW | 850MW | 0MW","Yuma, AZ",6,100,1000,850,3400,0,2172244.81164535,916311.849311286,507465.01610100298,467153.16678971698,0,-1.9161845443704801E-13,876000]
[null,198133,"1000MW | 850MW | 0MW","Yuma, AZ",7,100,1000,850,3400,0,2161105.0946625602,916249.69048470899,507401.41070833598,467151.72022362699,0,-1.5968204536420601E-13,876000]
[null,198134,"1000MW | 850MW | 0MW","Yuma, AZ",8,100,1000,850,3400,0,2149965.3776797601,915885.25089157792,507288.27871783602,467104.70918753103,0,-2.7145947711915099E-13,875701.68136127293]
[null,198135,"1000MW | 850MW | 0MW","Yuma, AZ",9,100,1000,850,3400,0,2138825.6606969601,915417.38277829881,507157.36453190399,467041.33853163698,0,-2.07586658973468E-13,875301.3567780318]
[null,198136,"1000MW | 850MW | 0MW","Yuma, AZ",10,100,1000,850,3400,0,2127685.9437141698,914904.95579709311,507026.45034597203,466977.96787574299,0,-2.8742768165557199E-13,874856.47332686407]
[null,198137,"1000MW | 850MW | 0MW","Yuma, AZ",11,100,1000,850,3400,0,2116546.2267313702,914347.96994795208,506896.04054820898,466915.06125696498,0,-1.9161845443704801E-13,874366.99065670813]
[null,198138,"1000MW | 850MW | 0MW","Yuma, AZ",12,100,1000,850,3400,0,2105406.5097485702,915851.83174062811,506766.32513684302,466852.79347367201,0,-2.5549127258272999E-13,875938.3000774571]
[null,198139,"1000MW | 850MW | 0MW","Yuma, AZ",13,100,1000,850,3400,0,2094266.7927657799,915194.58843864594,506597.968788989,466754.97602881002,0,-1.9161845443704801E-13,875351.59567846695]
[null,198140,"1000MW | 850MW | 0MW","Yuma, AZ",14,100,1000,850,3400,0,2083127.0757829801,914492.78626872809,506317.80546603497,466554.29616685602,0,-4.9501434062903999E-13,874729.27696954913]
[null,198141,"1000MW | 850MW | 0MW","Yuma, AZ",15,100,1000,850,3400,0,2071987.35880018,913746.42523087957,505985.24387121201,466305.40989478299,0,-2.07586658973468E-13,874066.59125445061]
[null,198142,"1000MW | 850MW | 0MW","Yuma, AZ",16,100,1000,850,3400,0,2060847.64181739,912955.50532510364,505637.82155964198,466042.85176330101,0,-1.9161845443704801E-13,873360.53552876273]
[null,198143,"1000MW | 850MW | 0MW","Yuma, AZ",17,100,1000,850,3400,0,2049707.9248345899,914169.7344762272,505290.98820427002,465780.83547152299,0,-2.4750717031451999E-13,874659.58174348017]
[null,198144,"1000MW | 850MW | 0MW","Yuma, AZ",18,100,1000,850,3400,0,2038568.2078517899,913278.55711760162,504922.79864194902,465499.17146935198,0,-2.23554863509889E-13,873854.92994500464]
[null,198145,"1000MW | 850MW | 0MW","Yuma, AZ",19,100,1000,850,3400,0,2027428.4908690001,912342.82089104992,504504.95108323498,465171.82211049797,0,-3.0339588619199203E-13,873009.69191831292]
[null,198146,"1000MW | 850MW | 0MW","Yuma, AZ",20,100,1000,850,3400,0,2016288.7738862,913378.81457044836,506001.46273024398,463344.51778505801,0,-1.2774563629136499E-13,870721.86962526245]
[null,198147,"1000MW | 850MW | 100MW","Yuma, AZ",1,100,1000,850,3400,100,2227943.3965593399,915684.73598588887,507631.68870162597,467021.15360647102,3.5527136788005003E-14,3.1936409072841303E-13,875074.20089073386]
[null,198148,"1000MW | 850MW | 100MW","Yuma, AZ",2,100,1000,850,3400,100,2216803.6795765399,915539.91966511076,507632.54200536601,467079.009041076,8.8817841970012504E-16,7.9841022682103311E-15,874986.38670082076]
[null,198149,"1000MW | 850MW | 100MW","Yuma, AZ",3,100,1000,850,3400,100,2205663.9625937399,916496.59661531297,507634.21758269699,467137.62096738402,0,0,876000]
[null,198150,"1000MW | 850MW | 100MW","Yuma, AZ",4,100,1000,850,3400,100,2194524.24561095,916395.940335989,507592.46220757801,467156.276417438,40.245454151066198,361.77846100017899,876000]
[null,198151,"1000MW | 850MW | 100MW","Yuma, AZ",5,100,1000,850,3400,100,2183384.52862815,916272.9065002423,507528.62149367097,467154.61335580703,101.101637621693,908.83295107268907,876000]
[null,198152,"1000MW | 850MW | 100MW","Yuma, AZ",6,100,1000,850,3400,100,2172244.81164535,916149.89149019367,507465.01610100298,467153.16678971698,161.95782109231999,1455.88744114519,876000]
[null,198153,"1000MW | 850MW | 100MW","Yuma, AZ",7,100,1000,850,3400,100,2161105.0946625602,916026.87648014608,507401.41070833598,467151.72022362699,222.81400456294699,2002.9419312176999,876000]
[null,198154,"1000MW | 850MW | 100MW","Yuma, AZ",8,100,1000,850,3400,100,2149965.3776797601,915854.3348722657,507288.27871783602,467104.70918753103,329.23465803934602,2959.5891115130903,876000]
[null,198155,"1000MW | 850MW | 100MW","Yuma, AZ",9,100,1000,850,3400,100,2138825.6606969601,915417.38277829881,507157.36453190399,467041.33853163698,452.01493131358598,4063.2978220572199,875753.37170934537]
[null,198156,"1000MW | 850MW | 100MW","Yuma, AZ",10,100,1000,850,3400,100,2127685.9437141698,914904.95579709311,507026.45034597203,466977.96787574299,574.79520458782599,5167.00653260135,875431.26853145193]
[null,198157,"1000MW | 850MW | 100MW","Yuma, AZ",11,100,1000,850,3400,100,2116546.2267313702,914347.96994795208,506896.04054820898,466915.06125696498,697.57547786206601,6270.7152431454697,875064.56613457017]
[null,198158,"1000MW | 850MW | 100MW","Yuma, AZ",12,100,1000,850,3400,100,2105406.5097485702,915093.1759120347,506766.32513684302,466852.79347367201,820.35575113630603,7374.4239536896002,876000]
[null,198159,"1000MW | 850MW | 100MW","Yuma, AZ",13,100,1000,850,3400,100,2094266.7927657799,914863.83093574061,506597.968788989,466754.97602881002,979.16182443837897,8801.9793884239189,876000]
[null,198160,"1000MW | 850MW | 100MW","Yuma, AZ",14,100,1000,850,3400,100,2083127.0757829801,914492.78626872809,506317.80546603497,466554.29616685602,1241.3984881154199,11159.303429215999,875970.67545766453]
[null,198161,"1000MW | 850MW | 100MW","Yuma, AZ",15,100,1000,850,3400,100,2071987.35880018,913746.42523087957,505985.24387121201,466305.40989478299,1553.17587503908,13961.963893488801,875619.76712948969]
[null,198162,"1000MW | 850MW | 100MW","Yuma, AZ",16,100,1000,850,3400,100,2060847.64181739,912955.50532510364,505637.82155964198,466042.85176330101,1879.77478773536,16897.859499389499,875240.31031649804]
[null,198163,"1000MW | 850MW | 100MW","Yuma, AZ",17,100,1000,850,3400,100,2049707.9248345899,913303.74593646533,505290.98820427002,465780.83547152299,2206.4067962816798,19834.0526138149,876000]
[null,198164,"1000MW | 850MW | 100MW","Yuma, AZ",18,100,1000,850,3400,100,2038568.2078517899,912870.81312559918,504922.79864194902,465499.17146935198,2552.8140469978998,22948.011312678198,876000]
[null,198165,"1000MW | 850MW | 100MW","Yuma, AZ",19,100,1000,850,3400,100,2027428.4908690001,912342.82089104992,504504.95108323498,465171.82211049797,2944.9066543959402,26472.649388361402,875954.5985727089]
[null,198166,"1000MW | 850MW | 100MW","Yuma, AZ",20,100,1000,850,3400,100,2016288.7738862,913378.81457044836,506001.46273024398,463344.51778505801,4836.9992617939797,43481.237464044701,875558.86888705636]
[null,198167,"1000MW | 850MW | 125MW","Yuma, AZ",1,100,1000,850,3400,125,2227943.3965593399,915684.73598588887,507631.68870162597,467021.15360647102,3.5527136788005003E-14,3.1936409072841303E-13,875074.20089073386]
[null,198168,"1000MW | 850MW | 125MW","Yuma, AZ",2,100,1000,850,3400,125,2216803.6795765399,915539.91966511076,507632.54200536601,467079.009041076,8.8817841970012504E-16,7.9841022682103311E-15,874986.38670082076]
[null,198169,"1000MW | 850MW | 125MW","Yuma, AZ",3,100,1000,850,3400,125,2205663.9625937399,916496.59661531297,507634.21758269699,467137.62096738402,0,0,876000]
[null,198170,"1000MW | 850MW | 125MW","Yuma, AZ",4,100,1000,850,3400,125,2194524.24561095,916395.940335989,507592.46220757801,467156.276417438,40.245454151066198,361.77846100017899,876000]
[null,198171,"1000MW | 850MW | 125MW","Yuma, AZ",5,100,1000,850,3400,125,2183384.52862815,916272.9065002423,507528.62149367097,467154.61335580703,101.101637621693,908.83295107268907,876000]
[null,198172,"1000MW | 850MW | 125MW","Yuma, AZ",6,100,1000,850,3400,125,2172244.81164535,916149.89149019367,507465.01610100298,467153.16678971698,161.95782109231999,1455.88744114519,876000]
[null,198173,"1000MW | 850MW | 125MW","Yuma, AZ",7,100,1000,850,3400,125,2161105.0946625602,916026.87648014608,507401.41070833598,467151.72022362699,222.81400456294699,2002.9419312176999,876000]
[null,198174,"1000MW | 850MW | 125MW","Yuma, AZ",8,100,1000,850,3400,125,2149965.3776797601,915854.3348722657,507288.27871783602,467104.70918753103,329.23465803934602,2959.5891115130903,876000]
[null,198175,"1000MW | 850MW | 125MW","Yuma, AZ",9,100,1000,850,3400,125,2138825.6606969601,915417.38277829881,507157.36453190399,467041.33853163698,452.01493131358598,4063.2978220572199,875753.37170934537]
[null,198176,"1000MW | 850MW | 125MW","Yuma, AZ",10,100,1000,850,3400,125,2127685.9437141698,914904.95579709311,507026.45034597203,466977.96787574299,574.79520458782599,5167.00653260135,875431.26853145193]
[null,198177,"1000MW | 850MW | 125MW","Yuma, AZ",11,100,1000,850,3400,125,2116546.2267313702,914347.96994795208,506896.04054820898,466915.06125696498,697.57547786206601,6270.7152431454697,875064.56613457017]
[null,198178,"1000MW | 850MW | 125MW","Yuma, AZ",12,100,1000,850,3400,125,2105406.5097485702,915093.1759120347,506766.32513684302,466852.79347367201,820.35575113630603,7374.4239536896002,876000]
[null,198179,"1000MW | 850MW | 125MW","Yuma, AZ",13,100,1000,850,3400,125,2094266.7927657799,914863.83093574061,506597.968788989,466754.97602881002,979.16182443837897,8801.9793884239189,876000]
[null,198180,"1000MW | 850MW | 125MW","Yuma, AZ",14,100,1000,850,3400,125,2083127.0757829801,914492.78626872809,506317.80546603497,466554.29616685602,1241.3984881154199,11159.303429215999,875970.67545766453]
[null,198181,"1000MW | 850MW | 125MW","Yuma, AZ",15,100,1000,850,3400,125,2071987.35880018,913746.42523087957,505985.24387121201,466305.40989478299,1553.17587503908,13961.963893488801,875619.76712948969]
[null,198182,"1000MW | 850MW | 125MW","Yuma, AZ",16,100,1000,850,3400,125,2060847.64181739,912955.50532510364,505637.82155964198,466042.85176330101,1879.77478773536,16897.859499389499,875240.31031649804]
[null,198183,"1000MW | 850MW | 125MW","Yuma, AZ",17,100,1000,850,3400,125,2049707.9248345899,913303.74593646533,505290.98820427002,465780.83547152299,2206.4067962816798,19834.0526138149,876000]
[null,198184,"1000MW | 850MW | 125MW","Yuma, AZ",18,100,1000,850,3400,125,2038568.2078517899,912870.81312559918,504922.79864194902,465499.17146935198,2552.8140469978998,22948.011312678198,876000]
[null,198185,"1000MW | 850MW | 125MW","Yuma, AZ",19,100,1000,850,3400,125,2027428.4908690001,912342.82089104992,504504.95108323498,465171.82211049797,2944.9066543959402,26472.649388361402,875954.5985727089]
[null,198186,"1000MW | 850MW | 125MW","Yuma, AZ",20,100,1000,850,3400,125,2016288.7738862,913378.81457044836,506001.46273024398,463344.51778505801,4836.9992617939797,43481.237464044701,875558.86888705636]
[null,198187,"1000MW | 900MW | 0MW","Yuma, AZ",1,100,1000,899.99999999999898,3599.99999999999,0,2227943.3965593399,915684.73598588887,507631.68870162597,467021.15360647102,0,-1.2774563629136499E-13,875074.20089073386]
[null,198188,"1000MW | 900MW | 0MW","Yuma, AZ",2,100,1000,899.99999999999898,3599.99999999999,0,2216803.6795765399,915539.91966511076,507628.89300312003,467079.009041076,0,-6.3872818145682611E-14,874990.03570306674]
[null,198189,"1000MW | 900MW | 0MW","Yuma, AZ",3,100,1000,899.99999999999898,3599.99999999999,0,2205663.9625937399,916489.2986108209,507626.91957820498,467137.62096738402,0,-1.9161845443704801E-13,876000]
[null,198190,"1000MW | 900MW | 0MW","Yuma, AZ",4,100,1000,899.99999999999898,3599.99999999999,0,2194524.24561095,916428.73838810995,507625.26025969902,467196.52187158901,0,-1.5968204536420601E-13,876000]
[null,198191,"1000MW | 900MW | 0MW","Yuma, AZ",5,100,1000,899.99999999999898,3599.99999999999,0,2183384.52862815,916368.20357562904,507623.91856905801,467255.71499342902,0,-1.99602556705258E-13,876000]
[null,198192,"1000MW | 900MW | 0MW","Yuma, AZ",6,100,1000,899.99999999999898,3599.99999999999,0,2172244.81164535,916307.68758884701,507622.81219965598,467315.12461080903,0,-1.9161845443704801E-13,876000]
[null,198193,"1000MW | 900MW | 0MW","Yuma, AZ",7,100,1000,899.99999999999898,3599.99999999999,0,2161105.0946625602,916242.72610327997,507566.13709544099,467323.41099216102,0,-1.5968204536420601E-13,876000]
[null,198194,"1000MW | 900MW | 0MW","Yuma, AZ",8,100,1000,899.99999999999898,3599.99999999999,0,2149965.3776797601,915885.25089157792,507495.23369828198,467318.60734400502,0,-2.7145947711915099E-13,875708.62453730102]
[null,198195,"1000MW | 900MW | 0MW","Yuma, AZ",9,100,1000,899.99999999999898,3599.99999999999,0,2138825.6606969601,915417.38277829881,507424.33030112297,467313.80369584798,0,-2.07586658973468E-13,875306.85617302381]
[null,198196,"1000MW | 900MW | 0MW","Yuma, AZ",10,100,1000,899.99999999999898,3599.99999999999,0,2127685.9437141698,914904.95579709299,507344.95611344499,467301.20692041499,0,-2.8742768165557199E-13,874861.20660406305]
[null,198197,"1000MW | 900MW | 0MW","Yuma, AZ",11,100,1000,899.99999999999898,3599.99999999999,0,2116546.2267313702,915972.01317143999,507203.59930894303,467231.58613750298,0,-1.9161845443704801E-13,876000]
[null,198198,"1000MW | 900MW | 0MW","Yuma, AZ",12,100,1000,899.99999999999898,3599.99999999999,0,2105406.5097485702,915851.83174062811,507062.93689083902,467162.60419007798,0,-2.5549127258272999E-13,875951.49903986708]
[null,198199,"1000MW | 900MW | 0MW","Yuma, AZ",13,100,1000,899.99999999999898,3599.99999999999,0,2094266.7927657799,915194.58843864594,506922.79201453802,467094.09838111099,0,-1.9161845443704801E-13,875365.89480521891]
[null,198200,"1000MW | 900MW | 0MW","Yuma, AZ",14,100,1000,899.99999999999898,3599.99999999999,0,2083127.0757829801,914492.78626872809,506783.26471784699,467026.16074538499,0,-4.9501434062903999E-13,874735.68229626608]
[null,198201,"1000MW | 900MW | 0MW","Yuma, AZ",15,100,1000,899.99999999999898,3599.99999999999,0,2071987.35880018,913746.42523087957,506601.97716849402,466919.80367721,0,-2.07586658973468E-13,874064.25173959555]
[null,198202,"1000MW | 900MW | 0MW","Yuma, AZ",16,100,1000,899.99999999999898,3599.99999999999,0,2060847.64181739,915016.35296692105,506321.95233914501,466722.60831143998,0,-1.9161845443704801E-13,875417.00893921603]
[null,198203,"1000MW | 900MW | 0MW","Yuma, AZ",17,100,1000,899.99999999999898,3599.99999999999,0,2049707.9248345899,914169.73447622731,505983.25605894002,466471.43521088001,0,-2.4750717031451999E-13,874657.91362816724]
[null,198204,"1000MW | 900MW | 0MW","Yuma, AZ",18,100,1000,899.99999999999898,3599.99999999999,0,2038568.2078517899,913278.55711760174,505614.65610111901,466192.75072691601,0,-2.23554863509889E-13,873856.65174339875]
[null,198205,"1000MW | 900MW | 0MW","Yuma, AZ",19,100,1000,899.99999999999898,3599.99999999999,0,2027428.4908690001,912342.82089104992,505246.05546723399,465914.06562097103,0,-3.0339588619199203E-13,873010.83104478696]
[null,198206,"1000MW | 900MW | 0MW","Yuma, AZ",20,100,1000,899.99999999999898,3599.99999999999,0,2016288.7738862,915395.10334433476,506975.74632992601,464112.80999509199,0,-1.2774563629136499E-13,872532.16700950079]
[null,198207,"1000MW | 900MW | 100MW","Yuma, AZ",1,100,1000,899.99999999999898,3599.99999999999,100,2227943.3965593399,915684.73598588887,507631.68870162597,467021.15360647102,3.5527136788005003E-14,3.1936409072841303E-13,875074.20089073386]
[null,198208,"1000MW | 900MW | 100MW","Yuma, AZ",2,100,1000,899.99999999999898,3599.99999999999,100,2216803.6795765399,915539.91966511076,507628.89300312003,467079.009041076,8.8817841970012504E-16,7.9841022682103311E-15,874990.03570306674]
[null,198209,"1000MW | 900MW | 100MW","Yuma, AZ",3,100,1000,899.99999999999898,3599.99999999999,100,2205663.9625937399,916489.2986108209,507626.91957820498,467137.62096738402,0,0,876000]
[null,198210,"1000MW | 900MW | 100MW","Yuma, AZ",4,100,1000,899.99999999999898,3599.99999999999,100,2194524.24561095,916428.73838810995,507625.26025969902,467196.52187158901,1.06581410364015E-14,9.5809227218524004E-14,876000]
[null,198211,"1000MW | 900MW | 100MW","Yuma, AZ",5,100,1000,899.99999999999898,3599.99999999999,100,2183384.52862815,916368.20357562904,507623.91856905801,467255.71499342902,2.6645352591003702E-15,2.3952306804631001E-14,876000]
[null,198212,"1000MW | 900MW | 100MW","Yuma, AZ",6,100,1000,899.99999999999898,3599.99999999999,100,2172244.81164535,916307.68758884701,507622.81219965598,467315.12461080903,-3.5527136788005001E-15,-3.1936409072841305E-14,876000]
[null,198213,"1000MW | 900MW | 100MW","Yuma, AZ",7,100,1000,899.99999999999898,3599.99999999999,100,2161105.0946625602,916191.60286725161,507566.13709544099,467323.41099216102,51.1232360283528,459.56210562967095,876000]
[null,198214,"1000MW | 900MW | 100MW","Yuma, AZ",8,100,1000,899.99999999999898,3599.99999999999,100,2149965.3776797601,915885.25089157792,507495.23369828198,467318.60734400502,115.33650156529799,1036.79441352093,875823.96103886631]
[null,198215,"1000MW | 900MW | 100MW","Yuma, AZ",9,100,1000,899.99999999999898,3599.99999999999,100,2138825.6606969601,915417.38277829881,507424.33030112297,467313.80369584798,179.549767102244,1614.02672141221,875486.40594012605]
[null,198216,"1000MW | 900MW | 100MW","Yuma, AZ",10,100,1000,899.99999999999898,3599.99999999999,100,2127685.9437141698,914904.95579709299,507344.95611344499,467301.20692041499,251.556159916551,2261.3137883378499,875112.76276397961]
[null,198217,"1000MW | 900MW | 100MW","Yuma, AZ",11,100,1000,899.99999999999898,3599.99999999999,100,2116546.2267313702,915590.96257411665,507203.59930894303,467231.58613750298,381.05059732342698,3425.3781345194802,876000]
[null,198218,"1000MW | 900MW | 100MW","Yuma, AZ",12,100,1000,899.99999999999898,3599.99999999999,100,2105406.5097485702,915389.78766603069,507062.93689083902,467162.60419007798,510.54503473030599,4589.4424807011401,876000]
[null,198219,"1000MW | 900MW | 100MW","Yuma, AZ",13,100,1000,899.99999999999898,3599.99999999999,100,2094266.7927657799,915188.6541612898,506922.79201453802,467094.09838111099,640.039472137183,5753.5068268827799,876000]
[null,198220,"1000MW | 900MW | 100MW","Yuma, AZ",14,100,1000,899.99999999999898,3599.99999999999,100,2083127.0757829801,914492.78626872809,506783.26471784699,467026.16074538499,769.53390958630905,6917.5711734442102,875505.21620585234]
[null,198221,"1000MW | 900MW | 100MW","Yuma, AZ",15,100,1000,899.99999999999898,3599.99999999999,100,2071987.35880018,913746.42523087957,506601.97716849402,466919.80367721,938.78209261190602,8438.9938651162011,875003.03383220744]
[null,198222,"1000MW | 900MW | 100MW","Yuma, AZ",16,100,1000,899.99999999999898,3599.99999999999,100,2060847.64181739,914399.32578810805,506321.95233914501,466722.60831143998,1200.01823959697,10787.323961209,876000]
[null,198223,"1000MW | 900MW | 100MW","Yuma, AZ",17,100,1000,899.99999999999898,3599.99999999999,100,2049707.9248345899,913996.01379113528,505983.25605894002,466471.43521088001,1515.8070569246499,13626.044376812799,876000]
[null,198224,"1000MW | 900MW | 100MW","Yuma, AZ",18,100,1000,899.99999999999898,3599.99999999999,100,2038568.2078517899,913278.55711760174,505614.65610111901,466192.75072691601,1859.23478943392,16713.219292658399,875715.88653283264]
[null,198225,"1000MW | 900MW | 100MW","Yuma, AZ",19,100,1000,899.99999999999898,3599.99999999999,100,2027428.4908690001,912342.82089104992,505246.05546723399,465914.06562097103,2202.66314392306,19800.399799667597,875213.49418871]
[null,198226,"1000MW | 900MW | 100MW","Yuma, AZ",20,100,1000,899.99999999999898,3599.99999999999,100,2016288.7738862,914794.22928307485,506975.74632992601,464112.80999509199,4068.7070517592902,36574.828300379799,876000.00000000012]
[null,198227,"1000MW | 900MW | 125MW","Yuma, AZ",1,100,1000,899.99999999999898,3599.99999999999,125,2227943.3965593399,915684.73598588887,507631.68870162597,467021.15360647102,3.5527136788005003E-14,3.1936409072841303E-13,875074.20089073386]
[null,198228,"1000MW | 900MW | 125MW","Yuma, AZ",2,100,1000,899.99999999999898,3599.99999999999,125,2216803.6795765399,915539.91966511076,507628.89300312003,467079.009041076,8.8817841970012504E-16,7.9841022682103311E-15,874990.03570306674]
[null,198229,"1000MW | 900MW | 125MW","Yuma, AZ",3,100,1000,899.99999999999898,3599.99999999999,125,2205663.9625937399,916489.2986108209,507626.91957820498,467137.62096738402,0,0,876000]
[null,198230,"1000MW | 900MW | 125MW","Yuma, AZ",4,100,1000,899.99999999999898,3599.99999999999,125,2194524.24561095,916428.73838810995,507625.26025969902,467196.52187158901,1.06581410364015E-14,9.5809227218524004E-14,876000]
[null,198231,"1000MW | 900MW | 125MW","Yuma, AZ",5,100,1000,899.99999999999898,3599.99999999999,125,2183384.52862815,916368.20357562904,507623.91856905801,467255.71499342902,2.6645352591003702E-15,2.3952306804631001E-14,876000]
[null,198232,"1000MW | 900MW | 125MW","Yuma, AZ",6,100,1000,899.99999999999898,3599.99999999999,125,2172244.81164535,916307.68758884701,507622.81219965598,467315.12461080903,-3.5527136788005001E-15,-3.1936409072841305E-14,876000]
[null,198233,"1000MW | 900MW | 125MW","Yuma, AZ",7,100,1000,899.99999999999898,3599.99999999999,125,2161105.0946625602,916191.60286725161,507566.13709544099,467323.41099216102,51.1232360283528,459.56210562967095,876000]
[null,198234,"1000MW | 900MW | 125MW","Yuma, AZ",8,100,1000,899.99999999999898,3599.99999999999,125,2149965.3776797601,915885.25089157792,507495.23369828198,467318.60734400502,115.33650156529799,1036.79441352093,875823.96103886631]
[null,198235,"1000MW | 900MW | 125MW","Yuma, AZ",9,100,1000,899.99999999999898,3599.99999999999,125,2138825.6606969601,915417.38277829881,507424.33030112297,467313.80369584798,179.549767102244,1614.02672141221,875486.40594012605]
[null,198236,"1000MW | 900MW | 125MW","Yuma, AZ",10,100,1000,899.99999999999898,3599.99999999999,125,2127685.9437141698,914904.95579709299,507344.95611344499,467301.20692041499,251.556159916551,2261.3137883378499,875112.76276397961]
[null,198237,"1000MW | 900MW | 125MW","Yuma, AZ",11,100,1000,899.99999999999898,3599.99999999999,125,2116546.2267313702,915590.96257411665,507203.59930894303,467231.58613750298,381.05059732342698,3425.3781345194802,876000]
[null,198238,"1000MW | 900MW | 125MW","Yuma, AZ",12,100,1000,899.99999999999898,3599.99999999999,125,2105406.5097485702,915389.78766603069,507062.93689083902,467162.60419007798,510.54503473030599,4589.4424807011401,876000]
[null,198239,"1000MW | 900MW | 125MW","Yuma, AZ",13,100,1000,899.99999999999898,3599.99999999999,125,2094266.7927657799,915188.6541612898,506922.79201453802,467094.09838111099,640.039472137183,5753.5068268827799,876000]
[null,198240,"1000MW | 900MW | 125MW","Yuma, AZ",14,100,1000,899.99999999999898,3599.99999999999,125,2083127.0757829801,914492.78626872809,506783.26471784699,467026.16074538499,769.53390958630905,6917.5711734442102,875505.21620585234]
[null,198241,"1000MW | 900MW | 125MW","Yuma, AZ",15,100,1000,899.99999999999898,3599.99999999999,125,2071987.35880018,913746.42523087957,506601.97716849402,466919.80367721,938.78209261190602,8438.9938651162011,875003.03383220744]
[null,198242,"1000MW | 900MW | 125MW","Yuma, AZ",16,100,1000,899.99999999999898,3599.99999999999,125,2060847.64181739,914399.32578810805,506321.95233914501,466722.60831143998,1200.01823959697,10787.323961209,876000]
[null,198243,"1000MW | 900MW | 125MW","Yuma, AZ",17,100,1000,899.99999999999898,3599.99999999999,125,2049707.9248345899,913996.01379113528,505983.25605894002,466471.43521088001,1515.8070569246499,13626.044376812799,876000]
[null,198244,"1000MW | 900MW | 125MW","Yuma, AZ",18,100,1000,899.99999999999898,3599.99999999999,125,2038568.2078517899,913278.55711760174,505614.65610111901,466192.75072691601,1859.23478943392,16713.219292658399,875715.88653283264]
[null,198245,"1000MW | 900MW | 125MW","Yuma, AZ",19,100,1000,899.99999999999898,3599.99999999999,125,2027428.4908690001,912342.82089104992,505246.05546723399,465914.06562097103,2202.66314392306,19800.399799667597,875213.49418871]
[null,198246,"1000MW | 900MW | 125MW","Yuma, AZ",20,100,1000,899.99999999999898,3599.99999999999,125,2016288.7738862,914794.22928307485,506975.74632992601,464112.80999509199,4068.7070517592902,36574.828300379799,876000.00000000012]
[null,198247,"1000MW | 950MW | 0MW","Yuma, AZ",1,100,1000,950,3800,0,2227943.3965593399,915684.73598588887,507631.68870162597,467021.15360647102,0,-1.2774563629136499E-13,875074.20089073386]
[null,198248,"1000MW | 950MW | 0MW","Yuma, AZ",2,100,1000,950,3800,0,2216803.6795765399,915539.91966511076,507625.24400087399,467079.009041076,0,-6.3872818145682611E-14,874993.68470531283]
[null,198249,"1000MW | 950MW | 0MW","Yuma, AZ",3,100,1000,950,3800,0,2205663.9625937399,916482.00060632895,507619.62157371303,467137.62096738402,0,-1.9161845443704801E-13,876000]
[null,198250,"1000MW | 950MW | 0MW","Yuma, AZ",4,100,1000,950,3800,0,2194524.24561095,916417.79138137191,507614.31325296097,467196.52187158901,0,-1.5968204536420601E-13,876000]
[null,198251,"1000MW | 950MW | 0MW","Yuma, AZ",5,100,1000,950,3800,0,2183384.52862815,916353.6075666449,507609.32256007398,467255.71499342902,0,-1.99602556705258E-13,876000]
[null,198252,"1000MW | 950MW | 0MW","Yuma, AZ",6,100,1000,950,3800,0,2172244.81164535,916289.44257761701,507604.56718842598,467315.12461080903,0,-1.9161845443704801E-13,876000]
[null,198253,"1000MW | 950MW | 0MW","Yuma, AZ",7,100,1000,950,3800,0,2161105.0946625602,916225.277588589,507599.81181677902,467374.53422819002,0,-1.5968204536420601E-13,876000]
[null,198254,"1000MW | 950MW | 0MW","Yuma, AZ",8,100,1000,950,3800,0,2149965.3776797601,915885.25089157792,507595.05644513102,467433.94384556997,0,-2.7145947711915099E-13,875724.13829201693]
[null,198255,"1000MW | 950MW | 0MW","Yuma, AZ",9,100,1000,950,3800,0,2138825.6606969601,915417.38277829881,507574.46067924402,467478.78030024999,0,-2.07586658973468E-13,875321.70239930484]
[null,198256,"1000MW | 950MW | 0MW","Yuma, AZ",10,100,1000,950,3800,0,2127685.9437141698,914904.95579709322,507496.259277593,467470.61957002798,0,-2.8742768165557199E-13,874879.31608952815]
[null,198257,"1000MW | 950MW | 0MW","Yuma, AZ",11,100,1000,950,3800,0,2116546.2267313702,915955.63938718999,507418.56226411002,467462.92287692003,0,-1.9161845443704801E-13,876000]
[null,198258,"1000MW | 950MW | 0MW","Yuma, AZ",12,100,1000,950,3800,0,2105406.5097485702,915851.83174062823,507341.559637025,467455.86501929798,0,-2.5549127258272999E-13,875966.13712290116]
[null,198259,"1000MW | 950MW | 0MW","Yuma, AZ",13,100,1000,950,3800,0,2094266.7927657799,915194.58843864594,507208.45676179702,467397.19493338402,0,-1.9161845443704801E-13,875383.32661023294]
[null,198260,"1000MW | 950MW | 0MW","Yuma, AZ",14,100,1000,950,3800,0,2083127.0757829801,914492.78626872809,507057.98245836701,467322.54313352599,0,-4.9501434062903999E-13,874757.34694388707]
[null,198261,"1000MW | 950MW | 0MW","Yuma, AZ",15,100,1000,950,3800,0,2071987.35880018,915659.73184019898,506908.94589153701,467249.21405133803,0,-2.07586658973468E-13,876000]
[null,198262,"1000MW | 950MW | 0MW","Yuma, AZ",16,100,1000,950,3800,0,2060847.64181739,915016.35296692105,506761.124882748,467177.00328254898,0,-1.9161845443704801E-13,875432.23136672203]
[null,198263,"1000MW | 950MW | 0MW","Yuma, AZ",17,100,1000,950,3800,0,2049707.9248345899,914169.73447622708,506549.14739536098,467045.76855344902,0,-2.4750717031451999E-13,874666.35563431517]
[null,198264,"1000MW | 950MW | 0MW","Yuma, AZ",18,100,1000,950,3800,0,2038568.2078517899,913278.55711760174,506255.640169552,466839.52646500099,0,-2.23554863509889E-13,873862.44341305073]
[null,198265,"1000MW | 950MW | 0MW","Yuma, AZ",19,100,1000,950,3800,0,2027428.4908690001,914370.24938191916,505894.535294951,466571.09453966498,0,-3.0339588619199203E-13,875046.80862663314]
[null,198266,"1000MW | 950MW | 0MW","Yuma, AZ",20,100,1000,950,3800,0,2016288.7738862,915395.10334433476,507835.42868142802,464775.669056802,0,-1.2774563629136499E-13,872335.34371970873]
[null,198267,"1000MW | 950MW | 100MW","Yuma, AZ",1,100,1000,950,3800,100,2227943.3965593399,915684.73598588887,507631.68870162597,467021.15360647102,3.5527136788005003E-14,3.1936409072841303E-13,875074.20089073386]
[null,198268,"1000MW | 950MW | 100MW","Yuma, AZ",2,100,1000,950,3800,100,2216803.6795765399,915539.91966511076,507625.24400087399,467079.009041076,8.8817841970012504E-16,7.9841022682103311E-15,874993.68470531283]
[null,198269,"1000MW | 950MW | 100MW","Yuma, AZ",3,100,1000,950,3800,100,2205663.9625937399,916482.00060632895,507619.62157371303,467137.62096738402,0,0,876000]
[null,198270,"1000MW | 950MW | 100MW","Yuma, AZ",4,100,1000,950,3800,100,2194524.24561095,916417.79138137191,507614.31325296097,467196.52187158901,1.06581410364015E-14,9.5809227218524004E-14,876000]
[null,198271,"1000MW | 950MW | 100MW","Yuma, AZ",5,100,1000,950,3800,100,2183384.52862815,916353.6075666449,507609.32256007398,467255.71499342902,2.6645352591003702E-15,2.3952306804631001E-14,876000]
[null,198272,"1000MW | 950MW | 100MW","Yuma, AZ",6,100,1000,950,3800,100,2172244.81164535,916289.44257761701,507604.56718842598,467315.12461080903,-3.5527136788005001E-15,-3.1936409072841305E-14,876000]
[null,198273,"1000MW | 950MW | 100MW","Yuma, AZ",7,100,1000,950,3800,100,2161105.0946625602,916225.277588589,507599.81181677902,467374.53422819002,-1.06581410364015E-14,-9.5809227218524004E-14,876000]
[null,198274,"1000MW | 950MW | 100MW","Yuma, AZ",8,100,1000,950,3800,100,2149965.3776797601,915885.25089157792,507595.05644513102,467433.94384556997,-1.7763568394002501E-15,-1.5968204536420599E-14,875724.13829201693]
[null,198275,"1000MW | 950MW | 100MW","Yuma, AZ",9,100,1000,950,3800,100,2138825.6606969601,915417.38277829881,507574.46067924402,467478.78030024999,14.573162700285501,131.00253146167699,875336.27556200512]
[null,198276,"1000MW | 950MW | 100MW","Yuma, AZ",10,100,1000,950,3800,100,2127685.9437141698,914904.95579709299,507496.259277593,467470.61957002798,82.143510303549505,738.41265717169699,874961.45959983161]
[null,198277,"1000MW | 950MW | 100MW","Yuma, AZ",11,100,1000,950,3800,100,2116546.2267313702,915805.92552928312,507418.56226411002,467462.92287692003,149.71385790681401,1345.8227828817201,876000]
[null,198278,"1000MW | 950MW | 100MW","Yuma, AZ",12,100,1000,950,3800,100,2105406.5097485702,915668.41041221702,507341.559637025,467455.86501929798,217.284205510079,1953.2329085917499,876000.00000000012]
[null,198279,"1000MW | 950MW | 100MW","Yuma, AZ",13,100,1000,950,3800,100,2094266.7927657799,915194.58843864594,507208.45676179702,467397.19493338402,336.94291986381597,3028.8809895318,875720.26953009679]
[null,198280,"1000MW | 950MW | 100MW","Yuma, AZ",14,100,1000,950,3800,100,2083127.0757829801,914492.78626872809,507057.98245836701,467322.54313352599,473.15152144557999,4253.3009717307505,875230.49846533267]
[null,198281,"1000MW | 950MW | 100MW","Yuma, AZ",15,100,1000,950,3800,100,2071987.35880018,915050.3601217157,506908.94589153701,467249.21405133803,609.37171848331502,5477.8251889620597,876000]
[null,198282,"1000MW | 950MW | 100MW","Yuma, AZ",16,100,1000,950,3800,100,2060847.64181739,914838.49833171163,506761.124882748,467177.00328254898,745.62326848744897,6702.6312474142196,876000]
[null,198283,"1000MW | 950MW | 100MW","Yuma, AZ",17,100,1000,950,3800,100,2049707.9248345899,914169.73447622708,506549.14739536098,467045.76855344902,941.47371435586297,8463.1896604591602,875607.82934867102]
[null,198284,"1000MW | 950MW | 100MW","Yuma, AZ",18,100,1000,950,3800,100,2038568.2078517899,913278.55711760174,506255.640169552,466839.52646500099,1212.4590513481601,10899.158150284,875074.90246439888]
[null,198285,"1000MW | 950MW | 100MW","Yuma, AZ",19,100,1000,950,3800,100,2027428.4908690001,913777.80653005675,505894.535294951,466571.09453966498,1545.63422522921,13894.169740853,876000]
[null,198286,"1000MW | 950MW | 100MW","Yuma, AZ",20,100,1000,950,3800,100,2016288.7738862,915395.10334433476,507835.42868142802,464775.669056802,3405.8479900499501,30616.189336956002,875741.19170975871]
[null,198287,"1000MW | 950MW | 125MW","Yuma, AZ",1,100,1000,950,3800,125,2227943.3965593399,915684.73598588887,507631.68870162597,467021.15360647102,3.5527136788005003E-14,3.1936409072841303E-13,875074.20089073386]
[null,198288,"1000MW | 950MW | 125MW","Yuma, AZ",2,100,1000,950,3800,125,2216803.6795765399,915539.91966511076,507625.24400087399,467079.009041076,8.8817841970012504E-16,7.9841022682103311E-15,874993.68470531283]
[null,198289,"1000MW | 950MW | 125MW","Yuma, AZ",3,100,1000,950,3800,125,2205663.9625937399,916482.00060632895,507619.62157371303,467137.62096738402,0,0,876000]
[null,198290,"1000MW | 950MW | 125MW","Yuma, AZ",4,100,1000,950,3800,125,2194524.24561095,916417.79138137191,507614.31325296097,467196.52187158901,1.06581410364015E-14,9.5809227218524004E-14,876000]
[null,198291,"1000MW | 950MW | 125MW","Yuma, AZ",5,100,1000,950,3800,125,2183384.52862815,916353.6075666449,507609.32256007398,467255.71499342902,2.6645352591003702E-15,2.3952306804631001E-14,876000]
[null,198292,"1000MW | 950MW | 125MW","Yuma, AZ",6,100,1000,950,3800,125,2172244.81164535,916289.44257761701,507604.56718842598,467315.12461080903,-3.5527136788005001E-15,-3.1936409072841305E-14,876000]
[null,198293,"1000MW | 950MW | 125MW","Yuma, AZ",7,100,1000,950,3800,125,2161105.0946625602,916225.277588589,507599.81181677902,467374.53422819002,-1.06581410364015E-14,-9.5809227218524004E-14,876000]
[null,198294,"1000MW | 950MW | 125MW","Yuma, AZ",8,100,1000,950,3800,125,2149965.3776797601,915885.25089157792,507595.05644513102,467433.94384556997,-1.7763568394002501E-15,-1.5968204536420599E-14,875724.13829201693]
[null,198295,"1000MW | 950MW | 125MW","Yuma, AZ",9,100,1000,950,3800,125,2138825.6606969601,915417.38277829881,507574.46067924402,467478.78030024999,14.573162700285501,131.00253146167699,875336.27556200512]
[null,198296,"1000MW | 950MW | 125MW","Yuma, AZ",10,100,1000,950,3800,125,2127685.9437141698,914904.95579709299,507496.259277593,467470.61957002798,82.143510303549505,738.41265717169699,874961.45959983161]
[null,198297,"1000MW | 950MW | 125MW","Yuma, AZ",11,100,1000,950,3800,125,2116546.2267313702,915805.92552928312,507418.56226411002,467462.92287692003,149.71385790681401,1345.8227828817201,876000]
[null,198298,"1000MW | 950MW | 125MW","Yuma, AZ",12,100,1000,950,3800,125,2105406.5097485702,915668.41041221702,507341.559637025,467455.86501929798,217.284205510079,1953.2329085917499,876000.00000000012]
[null,198299,"1000MW | 950MW | 125MW","Yuma, AZ",13,100,1000,950,3800,125,2094266.7927657799,915194.58843864594,507208.45676179702,467397.19493338402,336.94291986381597,3028.8809895318,875720.26953009679]
[null,198300,"1000MW | 950MW | 125MW","Yuma, AZ",14,100,1000,950,3800,125,2083127.0757829801,914492.78626872809,507057.98245836701,467322.54313352599,473.15152144557999,4253.3009717307505,875230.49846533267]
[null,198301,"1000MW | 950MW | 125MW","Yuma, AZ",15,100,1000,950,3800,125,2071987.35880018,915050.3601217157,506908.94589153701,467249.21405133803,609.37171848331502,5477.8251889620597,876000]
[null,198302,"1000MW | 950MW | 125MW","Yuma, AZ",16,100,1000,950,3800,125,2060847.64181739,914838.49833171163,506761.124882748,467177.00328254898,745.62326848744897,6702.6312474142196,876000]
[null,198303,"1000MW | 950MW | 125MW","Yuma, AZ",17,100,1000,950,3800,125,2049707.9248345899,914169.73447622708,506549.14739536098,467045.76855344902,941.47371435586297,8463.1896604591602,875607.82934867102]
[null,198304,"1000MW | 950MW | 125MW","Yuma, AZ",18,100,1000,950,3800,125,2038568.2078517899,913278.55711760174,506255.640169552,466839.52646500099,1212.4590513481601,10899.158150284,875074.90246439888]
[null,198305,"1000MW | 950MW | 125MW","Yuma, AZ",19,100,1000,950,3800,125,2027428.4908690001,913777.80653005675,505894.535294951,466571.09453966498,1545.63422522921,13894.169740853,876000]
[null,198306,"1000MW | 950MW | 125MW","Yuma, AZ",20,100,1000,950,3800,125,2016288.7738862,915395.10334433476,507835.42868142802,464775.669056802,3405.8479900499501,30616.189336956002,875741.19170975871]
[null,198307,"1000MW | 1000MW | 0MW","Yuma, AZ",1,100,1000,1000,4000.00000000001,0,2227943.3965593399,915684.73598588887,507631.68870162597,467021.15360647102,0,-1.2774563629136499E-13,875074.20089073386]
[null,198308,"1000MW | 1000MW | 0MW","Yuma, AZ",2,100,1000,1000,4000.00000000001,0,2216803.6795765399,915539.91966511076,507621.59499862802,467079.009041076,0,-6.3872818145682611E-14,874997.33370755869]
[null,198309,"1000MW | 1000MW | 0MW","Yuma, AZ",3,100,1000,1000,4000.00000000001,0,2205663.9625937399,916474.70260183699,507612.32356922101,467137.62096738402,0,-1.9161845443704801E-13,876000]
[null,198310,"1000MW | 1000MW | 0MW","Yuma, AZ",4,100,1000,1000,4000.00000000001,0,2194524.24561095,916406.84437463398,507603.36624622298,467196.52187158901,0,-1.5968204536420601E-13,876000]
[null,198311,"1000MW | 1000MW | 0MW","Yuma, AZ",5,100,1000,1000,4000.00000000001,0,2183384.52862815,916339.011557661,507594.72655109002,467255.71499342902,0,-1.99602556705258E-13,876000]
[null,198312,"1000MW | 1000MW | 0MW","Yuma, AZ",6,100,1000,1000,4000.00000000001,0,2172244.81164535,916271.19756638701,507586.32217719598,467315.12461080903,0,-1.9161845443704801E-13,876000]
[null,198313,"1000MW | 1000MW | 0MW","Yuma, AZ",7,100,1000,1000,4000.00000000001,0,2161105.0946625602,916203.38357511302,507577.91780330299,467374.53422819002,0,-1.5968204536420601E-13,876000]
[null,198314,"1000MW | 1000MW | 0MW","Yuma, AZ",8,100,1000,1000,4000.00000000001,0,2149965.3776797601,915885.25089157792,507569.51342940901,467433.94384556997,0,-2.7145947711915099E-13,875749.68130773888]
[null,198315,"1000MW | 1000MW | 0MW","Yuma, AZ",9,100,1000,1000,4000.00000000001,0,2138825.6606969601,915417.38277829881,507561.10905551497,467493.35346295102,0,-2.07586658973468E-13,875349.62718573492]
[null,198316,"1000MW | 1000MW | 0MW","Yuma, AZ",10,100,1000,1000,4000.00000000001,0,2127685.9437141698,915999.94160129107,507552.70468162198,467552.76308033097,0,-2.8742768165557199E-13,876000]
[null,198317,"1000MW | 1000MW | 0MW","Yuma, AZ",11,100,1000,1000,4000.00000000001,0,2116546.2267313702,915932.16796106892,507544.80469589599,467612.63673482701,0,-1.9161845443704801E-13,876000]
[null,198318,"1000MW | 1000MW | 0MW","Yuma, AZ",12,100,1000,1000,4000.00000000001,0,2105406.5097485702,915851.83174062811,507469.79600167001,467610.77037750097,0,-2.5549127258272999E-13,875992.80611645908]
[null,198319,"1000MW | 1000MW | 0MW","Yuma, AZ",13,100,1000,1000,4000.00000000001,0,2094266.7927657799,915194.58843864594,507386.01291189599,467600.83157627197,0,-1.9161845443704801E-13,875409.40710302186]
[null,198320,"1000MW | 1000MW | 0MW","Yuma, AZ",14,100,1000,1000,4000.00000000001,0,2083127.0757829801,914492.78626872809,507302.84740177699,467591.460948325,0,-4.9501434062903999E-13,874781.39981527603]
[null,198321,"1000MW | 1000MW | 0MW","Yuma, AZ",15,100,1000,1000,4000.00000000001,0,2071987.35880018,915633.83434997196,507172.71662531898,467538.88227534702,0,-2.07586658973468E-13,876000]
[null,198322,"1000MW | 1000MW | 0MW","Yuma, AZ",16,100,1000,1000,4000.00000000001,0,2060847.64181739,915016.35296692105,507013.94860979298,467459.95734242501,0,-1.9161845443704801E-13,875462.36169955309]
[null,198323,"1000MW | 1000MW | 0MW","Yuma, AZ",17,100,1000,1000,4000.00000000001,0,2049707.9248345899,914169.73447622708,506855.76955046499,467381.57424920599,0,-2.4750717031451999E-13,874695.53917496814]
[null,198324,"1000MW | 1000MW | 0MW","Yuma, AZ",18,100,1000,1000,4000.00000000001,0,2038568.2078517899,915317.12532545358,506689.96604991599,467296.17667006399,0,-2.23554863509889E-13,875923.33594560158]
[null,198325,"1000MW | 1000MW | 0MW","Yuma, AZ",19,100,1000,1000,4000.00000000001,0,2027428.4908690001,914370.24938191916,506438.77760604402,467132.22494306398,0,-3.0339588619199203E-13,875063.69671893911]
[null,198326,"1000MW | 1000MW | 0MW","Yuma, AZ",20,100,1000,1000,4000.00000000001,0,2016288.7738862,917411.39211822092,508656.37793471001,465402.89366814902,0,-1.2774563629136499E-13,874157.90785165993]
[null,198327,"1000MW | 1000MW | 100MW","Yuma, AZ",1,100,1000,1000,4000.00000000001,100,2227943.3965593399,915684.73598588887,507631.68870162597,467021.15360647102,3.5527136788005003E-14,3.1936409072841303E-13,875074.20089073386]
[null,198328,"1000MW | 1000MW | 100MW","Yuma, AZ",2,100,1000,1000,4000.00000000001,100,2216803.6795765399,915539.91966511076,507621.59499862802,467079.009041076,8.8817841970012504E-16,7.9841022682103311E-15,874997.33370755869]
[null,198329,"1000MW | 1000MW | 100MW","Yuma, AZ",3,100,1000,1000,4000.00000000001,100,2205663.9625937399,916474.70260183699,507612.32356922101,467137.62096738402,0,0,876000]
[null,198330,"1000MW | 1000MW | 100MW","Yuma, AZ",4,100,1000,1000,4000.00000000001,100,2194524.24561095,916406.84437463398,507603.36624622298,467196.52187158901,1.06581410364015E-14,9.5809227218524004E-14,876000]
[null,198331,"1000MW | 1000MW | 100MW","Yuma, AZ",5,100,1000,1000,4000.00000000001,100,2183384.52862815,916339.011557661,507594.72655109002,467255.71499342902,2.6645352591003702E-15,2.3952306804631001E-14,876000]
[null,198332,"1000MW | 1000MW | 100MW","Yuma, AZ",6,100,1000,1000,4000.00000000001,100,2172244.81164535,916271.19756638701,507586.32217719598,467315.12461080903,-3.5527136788005001E-15,-3.1936409072841305E-14,876000]
[null,198333,"1000MW | 1000MW | 100MW","Yuma, AZ",7,100,1000,1000,4000.00000000001,100,2161105.0946625602,916203.38357511302,507577.91780330299,467374.53422819002,-1.06581410364015E-14,-9.5809227218524004E-14,876000]
[null,198334,"1000MW | 1000MW | 100MW","Yuma, AZ",8,100,1000,1000,4000.00000000001,100,2149965.3776797601,915885.25089157792,507569.51342940901,467433.94384556997,-1.7763568394002501E-15,-1.5968204536420599E-14,875749.68130773888]
[null,198335,"1000MW | 1000MW | 100MW","Yuma, AZ",9,100,1000,1000,4000.00000000001,100,2138825.6606969601,915417.38277829881,507561.10905551497,467493.35346295102,-1.5987211554602201E-14,-1.4371384082778599E-13,875349.62718573492]
[null,198336,"1000MW | 1000MW | 100MW","Yuma, AZ",10,100,1000,1000,4000.00000000001,100,2127685.9437141698,915999.94160129107,507552.70468162198,467552.76308033097,0,0,876000]
[null,198337,"1000MW | 1000MW | 100MW","Yuma, AZ",11,100,1000,1000,4000.00000000001,100,2116546.2267313702,915932.16796106892,507544.80469589599,467612.63673482701,1.06581410364015E-14,9.5809227218524004E-14,876000]
[null,198338,"1000MW | 1000MW | 100MW","Yuma, AZ",12,100,1000,1000,4000.00000000001,100,2105406.5097485702,915796.64677686198,507469.79600167001,467610.77037750097,62.378847307069798,560.74217209744199,876000]
[null,198339,"1000MW | 1000MW | 100MW","Yuma, AZ",13,100,1000,1000,4000.00000000001,100,2094266.7927657799,915194.58843864594,507386.01291189599,467600.83157627197,133.30627697665301,1198.3301156262301,875542.71337999857]
[null,198340,"1000MW | 1000MW | 100MW","Yuma, AZ",14,100,1000,1000,4000.00000000001,100,2083127.0757829801,914492.78626872809,507302.84740177699,467591.460948325,204.23370664623701,1835.91805915502,874985.6335219224]
[null,198341,"1000MW | 1000MW | 100MW","Yuma, AZ",15,100,1000,1000,4000.00000000001,100,2071987.35880018,915314.13085549674,507172.71662531898,467538.88227534702,319.70349447521198,2873.9106228860201,876000]
[null,198342,"1000MW | 1000MW | 100MW","Yuma, AZ",16,100,1000,1000,4000.00000000001,100,2060847.64181739,915016.35296692105,507013.94860979298,467459.95734242501,462.669208611984,4159.0723169757002,875925.03090816503]
[null,198343,"1000MW | 1000MW | 100MW","Yuma, AZ",17,100,1000,1000,4000.00000000001,100,2049707.9248345899,914169.73447622708,506855.76955046499,467381.57424920599,605.66801859878899,5444.5315195901003,875301.20719356695]
[null,198344,"1000MW | 1000MW | 100MW","Yuma, AZ",18,100,1000,1000,4000.00000000001,100,2038568.2078517899,914637.98053356633,506689.96604991599,467296.17667006399,755.80884628573097,6794.1924619163201,876000]
[null,198345,"1000MW | 1000MW | 100MW","Yuma, AZ",19,100,1000,1000,4000.00000000001,100,2027428.4908690001,914322.04884115024,506438.77760604402,467132.22494306398,984.50382182983697,8850.000205574961,876000]
[null,198346,"1000MW | 1000MW | 100MW","Yuma, AZ",20,100,1000,1000,4000.00000000001,100,2016288.7738862,916474.86088785843,508656.37793471001,465402.89366814902,2778.6233787025099,24977.879138170501,876000]
[null,198347,"1000MW | 1000MW | 125MW","Yuma, AZ",1,100,1000,1000,4000.00000000001,125,2227943.3965593399,915684.73598588887,507631.68870162597,467021.15360647102,3.5527136788005003E-14,3.1936409072841303E-13,875074.20089073386]
[null,198348,"1000MW | 1000MW | 125MW","Yuma, AZ",2,100,1000,1000,4000.00000000001,125,2216803.6795765399,915539.91966511076,507621.59499862802,467079.009041076,8.8817841970012504E-16,7.9841022682103311E-15,874997.33370755869]
[null,198349,"1000MW | 1000MW | 125MW","Yuma, AZ",3,100,1000,1000,4000.00000000001,125,2205663.9625937399,916474.70260183699,507612.32356922101,467137.62096738402,0,0,876000]
[null,198350,"1000MW | 1000MW | 125MW","Yuma, AZ",4,100,1000,1000,4000.00000000001,125,2194524.24561095,916406.84437463398,507603.36624622298,467196.52187158901,1.06581410364015E-14,9.5809227218524004E-14,876000]
[null,198351,"1000MW | 1000MW | 125MW","Yuma, AZ",5,100,1000,1000,4000.00000000001,125,2183384.52862815,916339.011557661,507594.72655109002,467255.71499342902,2.6645352591003702E-15,2.3952306804631001E-14,876000]
[null,198352,"1000MW | 1000MW | 125MW","Yuma, AZ",6,100,1000,1000,4000.00000000001,125,2172244.81164535,916271.19756638701,507586.32217719598,467315.12461080903,-3.5527136788005001E-15,-3.1936409072841305E-14,876000]
[null,198353,"1000MW | 1000MW | 125MW","Yuma, AZ",7,100,1000,1000,4000.00000000001,125,2161105.0946625602,916203.38357511302,507577.91780330299,467374.53422819002,-1.06581410364015E-14,-9.5809227218524004E-14,876000]
[null,198354,"1000MW | 1000MW | 125MW","Yuma, AZ",8,100,1000,1000,4000.00000000001,125,2149965.3776797601,915885.25089157792,507569.51342940901,467433.94384556997,-1.7763568394002501E-15,-1.5968204536420599E-14,875749.68130773888]
[null,198355,"1000MW | 1000MW | 125MW","Yuma, AZ",9,100,1000,1000,4000.00000000001,125,2138825.6606969601,915417.38277829881,507561.10905551497,467493.35346295102,-1.5987211554602201E-14,-1.4371384082778599E-13,875349.62718573492]
[null,198356,"1000MW | 1000MW | 125MW","Yuma, AZ",10,100,1000,1000,4000.00000000001,125,2127685.9437141698,915999.94160129107,507552.70468162198,467552.76308033097,0,0,876000]
[null,198357,"1000MW | 1000MW | 125MW","Yuma, AZ",11,100,1000,1000,4000.00000000001,125,2116546.2267313702,915932.16796106892,507544.80469589599,467612.63673482701,1.06581410364015E-14,9.5809227218524004E-14,876000]
[null,198358,"1000MW | 1000MW | 125MW","Yuma, AZ",12,100,1000,1000,4000.00000000001,125,2105406.5097485702,915796.64677686198,507469.79600167001,467610.77037750097,62.378847307069798,560.74217209744199,876000]
[null,198359,"1000MW | 1000MW | 125MW","Yuma, AZ",13,100,1000,1000,4000.00000000001,125,2094266.7927657799,915194.58843864594,507386.01291189599,467600.83157627197,133.30627697665301,1198.3301156262301,875542.71337999857]
[null,198360,"1000MW | 1000MW | 125MW","Yuma, AZ",14,100,1000,1000,4000.00000000001,125,2083127.0757829801,914492.78626872809,507302.84740177699,467591.460948325,204.23370664623701,1835.91805915502,874985.6335219224]
[null,198361,"1000MW | 1000MW | 125MW","Yuma, AZ",15,100,1000,1000,4000.00000000001,125,2071987.35880018,915314.13085549674,507172.71662531898,467538.88227534702,319.70349447521198,2873.9106228860201,876000]
[null,198362,"1000MW | 1000MW | 125MW","Yuma, AZ",16,100,1000,1000,4000.00000000001,125,2060847.64181739,915016.35296692105,507013.94860979298,467459.95734242501,462.669208611984,4159.0723169757002,875925.03090816503]
[null,198363,"1000MW | 1000MW | 125MW","Yuma, AZ",17,100,1000,1000,4000.00000000001,125,2049707.9248345899,914169.73447622708,506855.76955046499,467381.57424920599,605.66801859878899,5444.5315195901003,875301.20719356695]
[null,198364,"1000MW | 1000MW | 125MW","Yuma, AZ",18,100,1000,1000,4000.00000000001,125,2038568.2078517899,914637.98053356633,506689.96604991599,467296.17667006399,755.80884628573097,6794.1924619163201,876000]
[null,198365,"1000MW | 1000MW | 125MW","Yuma, AZ",19,100,1000,1000,4000.00000000001,125,2027428.4908690001,914322.04884115024,506438.77760604402,467132.22494306398,984.50382182983697,8850.000205574961,876000]
[null,198366,"1000MW | 1000MW | 125MW","Yuma, AZ",20,100,1000,1000,4000.00000000001,125,2016288.7738862,916474.86088785843,508656.37793471001,465402.89366814902,2778.6233787025099,24977.879138170501,876000]